## Sheet1
PWD, BUILDINGS DIVISION, PALAKKAD
LOCAL MARKET RATE - PALAKKAD DISTRICT (w.e.f 01-10-2014 TO 31-12-2014)
(Based on DSR-2013)
0.1 HIRE CHARGES OF PLANTS
Code No. | Description | Unit | Rates for areas excluding Agali,Nelliyampathi,Parambikulam areas | Rates for Agali,Nelliyampathi,Parambikulam Areas
0001 | Hire charges of Coaltar Boiler 900 to 1400 litres | day | 910 | 1000
0002 | Hire charges of Concrete Mixer 0.25 to 0.40 cum with Hopper | day | 2200 | 2420
0003 | Hire charges of Diesel Road Roller - 8 to 10 tonne | day | 5000 | 5500
0004 | Production cost of concrete by batch mix plant | cum | 380 | 410
0005 | Hire charges of Diesel Truck - 9 tonne | day | 4000 | 4400
0006 | Hire charges of Spraying machine including electric charges | day | 350 | 380
0007 | Hire charges of Coaltar Sprayer | day | 330 | 360
0008 | Hire charges of Barber green, drying, mixing and Asphalt Plant, with accessories, capacity 30/45 tonne | day | 8470 | 9310
0009 | Pumping charges of concrete including Hire charges of pump, piping work & accessories etc. | cum | 160 | 170
0010 | Hire charges of Derrick monkey rope | day | 880 | 960
0011 | Hire charges of Pump set of capacity 4000 litres/hour | day | 700 | 770
0012 | Vibrator (Needle type 40 mm) | day | 1500 | 1650
0013 | Machine for rubbing of floors | day | 380 | 410
0014 | Front end loader capacity 1.00 cum | day | 5500 | 6050
0016 | Mastic Cooker | day | 820 | 900
0017 | Hire and running charges of tipper | day | 3500 | 3850
0018 | Hire and running charges of loader | day | 5500 | 6050
0019 | Hand Grinder for mirror polish | day | 440 | 480
0020 | Hydraulic Excavator (3D) with driver and fuel | day | 10000 | 11000
0021 | Pin vibrator | day | 350 | 380
0022 | Surface Vibrator | day | 600 | 660
0023 | Hot Bitumen Mixer 0.5 cum i/c hand cart | day | 5500 | 6050
0024 | Hire and running charges of hydraulic piling rig with power unit etc. including complete accessories and shifting at site | day | 37400 | 41140
0025 | Hire and running charges of light crane | day | 2420 | 2660
0026 | Hire and running charges of bentonite pump | day | 4620 | 5080
0027 | Hire and running charges of vibrating pile driving hammer complete with power unit and accessories | day | 38500 | 42350
0028 | Hire and running charges of crane 20 tonne capacity | day | 10230 | 11250
0029 | Carriage of concrete by transit mixer | km/cum | 33 | 36
0030 | Generator 250 KVA | day | 3300 | 3630
0033 | Paint applicator | day | 820 | 900
0037 | Mobile crane | day | 7150 | 7860
0038 | Tractor with ripper attachment | day | 1480 | 1620
0039 | Tractor with trolley | day | 1650 | 1810
0040 | Air compressor 250 cfm with two leads for pneumatic cutters /hammers | day | 3500 | 3850
0041 | Joint cutting machine with 2-3 blades | day | 1100 | 1210
0042 | C.C .batch mix plant | day | 11000 | 12100
0043 | Road sweeper | day | 600 | 660
0045 | Slip form paver with sensor | day | 14300 | 15730
0046 | Water tanker 5000 litre | day | 1100 | 1210
0047 | Concrete joint cutting machine | day | 990 | 1080
0048 | Texturing machine | day | 1010 | 1110
Note :- Above hire - charges include cost of services of operating staff and supply of lubricating oil.
0049 | Dozer D-80-A 12 | hour | 2750 | 3020
0050 | Motor Grader 3.35 metre blade | hour | 1650 | 1810
0051 | Hydraulic Excavator of 1 cum bucket | hour | 2000 | 2200
0052 | Front end loader 1 cum bucket capacity (incl POL) | hour | 1100 | 1210
0053 | Tipper -5 Cum | tonne km | 7 | 7.7
0054 | Vibratory roller 8 to 10 tonne | hour | 3500 | 3850
0055 | Smooth Wheeled Roller 8 to 10 tonne | hour | 1650 | 1810
0056 | Tandem Road Roller | hour | 1260 | 1380
0057 | Water Tanker 5 to 6 KL capacity | hour | 200 | 220
0058 | Air compressor | hour | 550 | 600
0059 | Wet Mix Plant 60 TPH | hour | 2200 | 2420
0060 | Mechanical Broom Hydraulic | hour | 440 | 480
0061 | Emulsion Pressure Distributor @ 1750 sqm per hour | hour | 1100 | 1210
0062 | Hot mix Plant -120 TPH capacity | hour | 40000 | 44000
0063 | Hot mix Plant 100 TPH Capacity | hour | 35000 | 38500
0064 | Paver finisher Hydrostatic with sensor control 100 TPH | hour | 4000 | 4400
0065 | Paver finisher Mechanical 100 TPH | hour | 2000 | 2200
0066 | Batching and Mixing Plant @ 75 cum per hour | hour | 2750 | 3020
0068 | Concrete Paver finisher with 40 HP Motor and sensor | hour | 3190 | 3500
0069 | Generator 250 KVA | hour | 1370 | 1500
0070 | Generator 100 KVA/125 KVA | hour | 750 | 820
0071 | Truck 5.5 cum/ 10 tonnes | tonne km | 5 | 5.5
0075 | Road sweeper (Mechamical Broom) @ 1250 sqm per hour | hour | 390 | 420
0076 | Drum Type HMP of 60-90 TPH capacity @ 75 tonne per hour actual output | hour | 15400 | 16940
0080 | Hire and running charges of drill machine up to 400 mm dia (including cost of mobile oil, diesel consumption in ordinary soil and operator) | day | 8250 | 9070
0081 | Pile Integrity testing equipment | day | 3300 | 3630
0082 | Excavation of Diaphragm wall by Mechanical Grab | sqm | 1650 | 1810
Note :- Above hire - charges (from item code 0049 to 0082) include cost of services of operating staff, supply of lubricating oil and diesel also.
0.2 LABOUR
Code No. | Description | Unit |  | Rate
0100 | Bandhani | day | 600 | 690
0101 | Bhisti | day | 600 | 690
0102 | Blacksmith 1 st class | day | 800 | 920
0103 | Blacksmith 2nd class | day | 650 | 750
0111 | Carpenter 1 st class | day | 750 | 865
0112 | Carpenter 2nd class | day | 650 | 750
0113 | Chowkidar | day | 550 | 635
0114 | Beldar | day | 700 | 805
0115 | Coolie | day | 600 | 690
0116 | Fitter (grade 1) | day | 600 | 690
0117 | Assistant Fitter or 2nd class Fitter | day | 550 | 635
0119 | Glazier | day | 550 | 635
0122 | Mason (for plaster of paris work) 1 st class | day | 750 | 865
0123 | Mason (brick layer) 1 st class | day | 750 | 865
0124 | Mason (brick layer) 2nd class | day | 700 | 805
0125 | Mason (for plain stone work) 2nd class | day | 700 | 805
0126 | Mason (for ornamental stone work) 1 st class | day | 800 | 920
0127 | Driver (for Road Roller, Concrete Mixer, Truck etc.) | day | 950 | 1090
0128 | Mate | day | 600 | 690
0130 | Mistry | day | 600 | 690
0131 | Painter | day | 600 | 690
0132 | Rock Excavator | day | 600 | 690
0133 | Rock Breaker | day | 600 | 690
0134 | Rock Hole Driller | day | 650 | 750
0135 | Stone Chiseller | day | 700 | 805
0138 | Sprayer (for bitumen, tar etc.) | day | 700 | 805
0139 | Skilled Beldar (for floor rubbing etc.) | day | 650 | 750
0141 | White Washer | day | 650 | 750
0155* | Mason (average) | day | 750 | 865
0156* | Carpenter (average) | day | 675 | 770
0157 | Operator (Pile/ Special machine) | day | 750 | 865
0159 | Skilled torch operator for laying tack | day | 750 | 865
0160 | Technician | day | 1000 | 1150
0161 | Helper (Technician) | day | 650 | 750
Note :- * These rates are average of 1st class and 2nd class categories. This is for use in the analysis of rate only.
0.3 MATERIALS
Code No. | Description | Unit |  | Rate
0222 | Seam bolts and nuts 6 mm dia and 25 mm long | 10 Nos | 40 | 40
0223 | Fibre (high impact poly propelene reinforced) cement corrugated sheet 6 mm thick | sqm | 250 | 250
0224 | Fibre (high impact poly propelene reinforced) cement close fitting adjustable ridge | metre | 210 | 210
0225 | Fibre (high impact poly propelene reinforced) cement corrugate serrated adjustable ridge | metre | 210 | 210
0226 | Fibre (high impact poly propelene reinforced) cement plain wing adjustable ridge | metre | 200 | 200
0227 | Fibre (high impact poly propelene reinforced) cement unserrated adjustable ridge for hips | metre | 300 | 300
0228 | Fibre (high impact poly propelene reinforced) cement corrugated apron | metre | 225 | 225
0229 | Fibre (high impact poly propelene reinforced) cement eaves filler piece | each | 175 | 175
0230 | Fibre (high impact poly propelene reinforced) cement north light curves | metre | 310 | 310
0231 | Fibre (high impact poly propelene reinforced) cement ventilator curves | each | 410 | 410
0232 | Fibre (high impact poly propelene reinforced) cement barge boards 6 mm thick | metre | 410 | 410
0233 | Fibre (high impact poly propelene reinforced) cement ridge finial | pair | 160 | 160
0234 | Fibre (high impact poly propelene reinforced) cement special north light curves | each | 550 | 550
0235 | Fibre (high impact poly propelene reinforced) cement S type louvers | each | 250 | 250
0236 | Multi purpose fibre (high impact poly propelene reinforced) cement board 6 mm thick | sqm | 200 | 200
0237 | Multi purpose fibre (high impact poly propelene reinforced) cement board 8 mm thick | sqm | 250 | 250
0285 | Brick Aggregate (Single size) : 63 mm nominal size | cum | 500 | 600
0286 | Brick Aggregate (Single size) : 50 mm nominal size | cum | 500 | 600
0287 | Brick Aggregate (Single size) : 40 mm nominal size | cum | 510 | 610
0291 | Stone Aggregate (Single size) : 63 mm nominal size | cum | 1400 | 1680
0292 | Stone Aggregate (Single size) : 50 mm nominal size | cum | 1400 | 1680
0293 | Stone Aggregate (Single size) : 40 mm nominal size | cum | 1450 | 1740
0294 | Stone Aggregate (Single size) : 25 mm nominal size | cum | 1600 | 1900
0295 | Stone Aggregate (Single size) : 20 mm nominal size | cum | 1700 | 1900
0296 | Stone Aggregate (Single size) : 12.5 mm nominal size | cum | 1800 | 1900
0297 | Stone Aggregate (Single size) : 10 mm nominal size | cum | 1800 | 2100
0298 | Stone Aggregate (Single size) : 06 mm nominal size | cum | 1800 | 2100
0302 | Safeda ballies 125 mm diameter | metre | 42 | 42
0303 | Cowdung | cum | 48 | 48
0304 | Bajri | cum | 1000 | 1000
0305 | Bamboo 25 mm dia 2.5 metre long | score | 350 | 350
0308 | Bhusa | quintal | 400 | 400
0309 | Paving bitumen of grade VG-10 of approved quality | tonne | 51500 | 54075
0310 | Bitumen emulsion | tonne | 44500 | 46725
0312 | Bitumen grade PMB - 40 | tonne | 52900 | 52900
0313 | Blown type petroleum bitumen of penetration 85/25 of approved quality | tonne | 37000 | 37000
0314 | Bitumen hot sealing compound : grade A | kilogram | 26 | 26
0316 | Bitumen solution primer of approved quality | litre | 45 | 45
0317 | Premoulded joint filler 12 mm thick | sqm | 350 | 350
0318 | Bitumen felt fibre base (vegetable or animal):As per IS 7193 Grade I | sqm | 60 | 60
0319 | Bitumen felt as per IS 7193 Grade II | sqm | 76 | 76
0322 | Bitumen felt :Type 3 grade 1 | sqm | 60 | 60
0323 | Separation Membrane of impermeable plastic sheeting 125 micron thick | sqm | 12 | 12
0324 | Coal Tar | litre | 30 | 30
0325 | Blasting powder | kilogram | 35 | 35
0326 | Blasting fuse (fuse wire) | each | 15 | 15
0328 | White face insulating board:12 mm thick | sqm | 360 | 360
0332 | Natural colour insulating board:12 mm thick | sqm | 270 | 270
0336 | Flame retardant face insulating board: 12 mm thick | sqm | 315 | 315
0339 | Flame retardant face insulating, Impregnated fibre board 12 mm thick | sqm | 350 | 350
0341 | Flat pressed 3 layer particle board (medium density) Grade 1,12 mm thick | sqm | 325 | 325
0346 | Extra for veneered particle board with Teak veneering on one
| side and commercial veneering on other side | sqm | 260 | 260
0347 | Extra for veneered particle board with Commercial veneering on both sides | sqm | 170 | 170
0348 | Extra for veneered particle board with Teak veneering both sides | sqm | 500 | 500
0349 | Curing compound | litre | 50 | 50
0362 | Brick bats | cum | 500 | 500
0364 | Wire brush | each | 20 | 20
0365 | Soft brush | each | 18 | 18
0367 | Portland Cement | tonne | 7900 | 8295
0368 | White Cement | tonne | 30000 | 31500
0369 | Plastic sheath,1.25 mm thick for dowel bars | sqm | 30 | 30
0370 | Coal (steam) | quintal | 400 | 400
0371 | Sealant primer | kg | 125 | 125
0373 | Cramp Gun metal 25x6x300 mm | each | 80 | 80
0374 | Pre moulded Joint filler, 25 mm thick for expansion joint. | sqm | 500 | 500
0378 | Brass butt hinges (light/ordinary type) : 125x70x4 mm | 10 Nos | 850 | 850
0379 | Brass butt hinges (light/ordinary type) : 100x70x4 mm | 10 Nos | 700 | 700
0380 | Brass butt hinges (light/ordinary type) : 75x40x2.5 mm | 10 Nos | 430 | 430
0381 | Brass butt hinges (light/ordinary type) : 50x40x2.5 mm | 10 Nos | 180 | 180
0382 | Brass butt hinges (heavy type) : 125x85x5.5 mm(0.70 kg) | 10 Nos | 3100 | 3100
0383 | Brass butt hinges (heavy type) : 100x85x5.5 mm(0.56 kg) | 10Nos | 2750 | 2750
0384 | Brass butt hinges (heavy type) :75x65x4.0 mm(0.20 kg) | 10 Nos | 950 | 950
0385 | Brass parliamentary hinges 150x125x27x5 mm | 10 Nos | 2850 | 2850
0386 | Brass parliamentary hinges 125x125x27x5 mm | 10 Nos | 2500 | 2500
0387 | Brass parliamentary hinges 100x125x27x5 mm | 10 Nos | 2300 | 2300
0388 | Brass parliamentary hinges 75x100x20x3.2 mm | 10 Nos | 1750 | 1750
0389 | Brass single acting spring hinges 150 mm | each | 310 | 310
0390 | Brass single acting spring hinges 125 mm | each | 270 | 270
0391 | Brass single acting spring hinges 100 mm | each | 170 | 170
0392 | Brass double acting spring hinges 150 mm | each | 500 | 500
0393 | Brass double acting spring hinges 125 mm | each | 370 | 370
0394 | Brass double acting spring hinges 100 mm | each | 320 | 320
0400 | Brass tower bolt (barrel type) 250x10 mm | each | 230 | 230
0401 | Brass tower bolt (barrel type) 200x10 mm | each | 180 | 180
0402 | Brass tower bolt (barrel type) 150x10 mm | each | 145 | 145
0403 | Brass tower bolt (barrel type) 100x10 mm | each | 95 | 95
0404 | Brass flush bolt 250 mm | each | 150 | 150
0405 | Brass flush bolt 150 mm | each | 130 | 130
0406 | Brass flush bolt 100 mm | each | 90 | 90
0408 | Brass handles 125 mm with plate 175x32 mm | each | 140 | 140
0409 | Brass handles 100 mm with plate 150x32 mm | each | 130 | 130
0410 | Brass handles 75 mm with plate 125x32 mm | each | 100 | 100
0411 | Brass door latch 300x16x5 mm (0.380 kg) | each | 165 | 165
0412 | Brass door latch 250x16x5 mm (0.350 kg) | each | 160 | 160
0413 | Brass mortice latch and lock 100x65 mm with 6 levers and a pair of brass lever handles | each | 400 | 400
0414 | Brass mortice latch 100x65mm with a pair of brass lever handles | each | 350 | 350
0417 | Brass 150 mm floor door stopper (0.357kg) | each | 170 | 170
0418 | Brass hard drawn hooks and eyes 300 mm | 10 Nos | 750 | 750
0419 | Brass hard drawn hooks and eyes 250 mm | 10 Nos | 700 | 700
0420 | Brass hard drawn hooks and eyes 200 mm | 10 Nos | 645 | 645
0421 | Brass hard drawn hooks and eyes 150 mm | 10 Nos | 620 | 620
0422 | Brass hard drawn hooks and eyes 100 mm | 10 Nos | 525 | 525
0423 | Brass casement window fastener | each | 50 | 50
0424 | Brass casement stays (straight peg type) 300 mm weighing not less than 0.33 kg | each | 135 | 135
0425 | Brass casement stays (straight peg type) 250 mm weighing not less than 0.28 kg | each | 110 | 110
0426 | Brass casement stays (straight peg type) 200 mm weighing not less than 0.24 kg | each | 100 | 100
0427 | Brass quadrant stays 300 mm | each | 125 | 125
0428 | Brass fanlight catch | 10Nos | 175 | 175
0429 | Brass fanlight pivot | 10 Nos | 195 | 195
0430 | Brass chain with hook for fan light catch | each | 40 | 40
0431 | Brass hasps and staples (safety type) 150 mm | 10 Nos | 775 | 775
0432 | Brass hasps and staples (safety type) 115 mm | 10 Nos | 650 | 650
0433 | Brass hasps and staples (safety type) 90 mm | 10Nos | 560 | 560
0438 | Brass night latch | each | 495 | 495
0442 | Brass helical spring 150 mm | each | 310 | 310
0444 | Brass curtain rod 20 mm dia 1.25 mm thick | metre | 115 | 115
0445 | Brass curtain rod 25 mm dia 1.25 mm thick | metre | 135 | 135
0446 | Brass brackets (curtain rods) 20 mm | each | 42 | 42
0447 | Brass cupboard knob or wardrobe knob 50 mm | each | 35 | 35
0449 | Brass screws 50 mm | 100 Nos | 210 | 210
0450 | Brass screws 40 mm | 100 Nos | 170 | 170
0451 | Brass screws 30 mm | 100 Nos | 135 | 135
0452 | Brass screws 25 mm | 100 Nos | 95 | 95
0453 | Brass screws 20 mm | 100 Nos | 90 | 90
0524 | Chromium plated Brass butt hinges (heavy) type 75x65x4 mm (200gms) | 10 Nos | 1000 | 1000
0525 | Chromium plated Brass butt hinges (light/ordinary) type 125x70x4mm | 10 Nos | 850 | 850
0526 | Chromium plated Brass butt hinges (light/ordinary) type 100x70x4 mm | 10Nos | 700 | 700
0527 | Chromium plated Brass butt hinges (light/ordinary) type 75x40x2.5 mm | 10Nos | 460 | 460
0528 | Chromium plated Brass butt hinges (light/ordinary) type 50x40x2.5 mm | 10Nos | 200 | 200
0555 | Chromium plated Brass handles 125 mm with plate 175 x32 mm | each | 175 | 175
0556 | Chromium plated Brass handles 100 mm with plate 150 x 32 mm | each | 150 | 150
0557 | Chromium plated Brass handles 75mm with plate 125x32 mm | each | 130 | 130
0558 | Chromium plated Brass mortice latch and lock 100x65 mm with 6 levers and a pair of brass lever handles | each | 540 | 540
0568 | Chromium plated brass casement window fastener | each | 95 | 95
0569 | Chromium plated Brass casement stays (straight peg type) 300mm weighing not less than 0.33 kg | each | 150 | 150
0570 | Chromium plated Brass casement stays (straight peg type) 250mm weighing not less than 0.28 kg | each | 130 | 130
0571 | Chromium plated Brass casement stays (straight peg type) 200mm weighing not less than 0.24 kg | each | 115 | 115
0583 | Chromium plated Brass Night latch | each | 530 | 530
0584 | Chromium plated Brass Wardrobe Knob 50 mm | each | 48 | 48
0585 | Chromium plated Brass screws 50 mm | 100 Nos | 240 | 240
0586 | Chromium plated Brass screws 40 mm | 100Nos | 200 | 200
0587 | Chromium plated Brass screws 30 mm | 100 Nos | 155 | 155
0588 | Chromium plated Brass screws 25 mm | 100 Nos | 120 | 120
0589 | Chromium plated Brass screws 20 mm | 100 nos | 100 | 100
0590 | Chromium plated Brass curtain rod 12 mm dia 1.25mm thick | metre | 190 | 190
0591 | Chromium plated Brass curtain rod 20 mm dia 1.25mm thick | metre | 260 | 260
0592 | Chromium plated Brass curtain rod 25 mm dia 1.25mm thick | metre | 350 | 350
0594 | Bright finished or black enameled mild steel butt hinges 125x65x2.12 mm | 10 Nos | 140 | 140
0595 | Bright finished or black enameled mild steel butt hinges 100x58x1.90 mm | 10Nos | 85 | 85
0596 | Bright finished or black enameled mild steel butt hinges 75x47x1.70 mm | 10 nos | 60 | 60
0597 | Bright finished or black enameled mild steel butt hinges 50x37x1.50 mm | 10 Nos | 50 | 50
0608 | Nickel plated bright finished mild steel piano hinges 1 mm thick 25 mm wide | metre | 40 | 40
0635 | Bright finished or black enameled mild steel screws 50 mm | 100 Nos | 65 | 65
0637 | Bright finished or black enameled mild steel screws 40 mm | 100 nos | 50 | 50
0638 | Bright finished or black enameled mild steel screws 30 mm | 100 nos | 40 | 40
0639 | Bright finished or black enameled mild steel screws 25 mm | 100 Nos | 35 | 35
0640 | Bright finished or black enameled mild steel screws 20 mm | 100 Nos | 30 | 30
0641 | Bright finished or black enameled mild steel bolts and nuts 50x6 mm | each | 7 | 7
0642 | Oxidised mild steel butt hinges 125x65x2.12 mm | 10 Nos | 140 | 140
0643 | Oxidised mild steel butt hinges 100x58x1.90 mm | 10 Nos | 90 | 90
0644 | Oxidised mild steel butt hinges 75x47x1.70 mm | 10 Nos | 65 | 65
0645 | Oxidised mild steel butt hinges 50x37x1.50 mm | 10 Nos | 55 | 55
0646 | Oxidised mild steel parliamentary hinges 150x125x27x2.8 mm | 10 Nos | 340 | 340
0647 | Oxidised mild steel parliamentary hinges 125x125x27x2.8 mm | 10 Nos | 315 | 315
0648 | Oxidised mild steel parliamentary hinges 100x125x27x2.8 mm | 10 Nos | 235 | 235
0649 | Oxidised mild steel parliamentary hinges 75x100x20x2.24 mm | 10 Nos | 200 | 200
0650 | Oxidised mild steel single acting spring hinges 150 mm | each | 115 | 115
0651 | Oxidised mild steel single acting spring hinges 125 mm | each | 110 | 110
0652 | Oxidised mild steel single acting spring hinges 100 mm | each | 90 | 90
0653 | Oxidised mild steel double acting spring hinges 150 mm | each | 115 | 115
0654 | Oxidised mild steel double acting spring hinges 125 mm | each | 110 | 110
0655 | Oxidised mild steel double acting spring hinges 100 mm | each | 90 | 90
0656 | Nickel plated mild steel piano hinges 1 mm thick 35 mm wide | metre | 45 | 45
0660 | Oxidised mild steel sliding door bolt 300x16 mm | each | 95 | 95
0661 | Oxidised mild steel sliding door bolt 250x16 mm | each | 90 | 90
0662 | Oxidised mild steel door latch 300x20x6 mm | each | 48 | 48
0663 | Oxidised mild steel door latch 250x20x6 mm | each | 40 | 40
0664 | Oxidised mild steel tower bolt (barrel type) 250x10 mm | each | 45 | 45
0665 | Oxidised mild steel tower bolt (barrel type) 200x10 mm | each | 40 | 40
0666 | Oxidised mild steel tower bolt (barrel type) 150x10 mm | each | 30 | 30
0667 | Oxidised mild steel tower bolt (barrel type) 100x10 mm | each | 25 | 25
0668 | Oxidised mild steel handles 125 mm | each | 19 | 19
0669 | Oxidised mild steel handles 100 mm | each | 16 | 16
0670 | Oxidised mild steel handles 75 mm | each | 15 | 15
0679 | Oxidised mild steel hasps and staples (safety type) 150 mm | 10 Nos | 125 | 125
0680 | Oxidised mild steel hasps and staples (safety type) 115 mm | 10 Nos | 100 | 100
0681 | Oxidised mild steel hasps and staples (safety type) 90 mm | 10 Nos | 75 | 75
0682 | Oxidised mild steel screws 50 mm | 100 Nos | 75 | 75
0683 | Oxidised mild steel screws 40 mm | 100 Nos | 60 | 60
0684 | Oxidised mild steel screws 30 mm | 100 Nos | 55 | 55
0685 | Oxidised mild steel screws 25 mm | 100 Nos | 45 | 45
0686 | Oxidised mild steel screws 20 mm | 100 Nos | 35 | 35
0687 | Anodised Aluminium butt hinges 125x75x4 mm | 10 Nos | 570 | 570
0688 | Anodised Aluminium butt hinges 125x63x4 mm | 10 Nos | 530 | 530
0689 | Anodised Aluminium butt hinges 100x75x4 mm | 10 Nos | 520 | 520
0690 | Anodised Aluminium butt hinges 100x63x3.2 mm | 10 Nos | 500 | 500
0691 | Anodised Aluminium butt hinges 100x63x4 mm | 10 Nos | 510 | 510
0692 | Anodised Aluminium butt hinges 75x63x4 mm | 10 Nos | 500 | 500
0693 | Anodised Aluminium butt hinges 75x63x3.2 mm | 10 Nos | 470 | 470
0694 | Anodised Aluminium butt hinges 75x45x3.2 mm | 10 Nos | 390 | 390
0696 | Anodised Aluminium sliding door bolt 300x16 mm | each | 160 | 160
0697 | Anodised Aluminium sliding door bolt 250x16 mm | each | 130 | 130
0698 | Anodised Aluminium tower bolt (barrel type) 300x10 mm | 10 Nos | 825 | 825
0699 | Anodised Aluminium tower bolt (barrel type) 250x10 mm | 10 Nos | 660 | 660
0700 | Anodised Aluminium tower bolt (barrel type) 200x10 mm | 10 Nos | 550 | 550
0701 | Anodised Aluminium tower bolt (barrel type) 150x10 mm | 10 Nos | 420 | 420
0702 | Anodised Aluminium tower bolt (barrel type) 100x10 mm | 10 Nos | 330 | 330
0703 | Anodised Aluminium handles 125 mm with plate 175 x 32 mm | 10 Nos | 575 | 575
0704 | Anodised Aluminium handles 100 mm with plate 150 x 32 mm | 10 Nos | 430 | 430
0705 | Anodised Aluminium handles 75mm with plate 125 x 32 mm | 10 Nos | 370 | 370
0706 | Anodised Aluminium kicking plate 50 cm long 100x3.15 mm | each | 130 | 130
0713 | Block board construction flush door with teak wood ply on both faces 35 mm thick | sqm | 1955 | 1955
0714 | Block board construction flush door with teak wood ply on both faces 30 mm thick | sqm | 1785 | 1785
0715 | Block board construction flush door with teak wood ply on both faces 25 mm thick | sqm | 1610 | 1610
0717 | Block board construction flush door with commercial ply on both faces 35 mm thick | sqm | 1350 | 1350
0718 | Block board construction flush door with commercial ply on both faces 30 mm thick | sqm | 1115 | 1115
0719 | Block board construction flush door with commercial ply on both faces 25 mm thick | sqm | 1035 | 1035
0752 | Block board construction flush door lipping | sqm of door area | 300 | 300
| Square vision panel in Block board construction flush door | sqm of door area | 115 | 115
0754 | Circular vision panel in Block board construction flush door | sqm of door area | 180 | 180
0755 | Decorative type louvers in Block board construction flush door | sqm of door area | 310 | 310
0757 | Rebate cutting in block board construction flush door | sqm of door area | 85 | 85
0759 | Decorative plywood 4 mm | sqm | 420 | 420
0761 | Fuel wood | quintal | 500 | 500
0763 | Glue | kilogram | 68 | 68
0765 | Hessian cloth | sqm | 25 | 25
0768 | Cement Concrete Jali 50 mm thick | sqm | 210 | 210
0769 | Cement Concrete Jali 40 mm thick | sqm | 180 | 180
0770 | Cement Concrete Jali 25 mm thick | sqm | 150 | 150
0771 | Kerosene oil | litre | 45 | 45
0773 | Unslaked lime | quintal | 300 | 300
0775 | Dehradun white lime | quintal | 480 | 480
0776 | Satna lime | quintal | 300 | 300
0777 | Dry hydrated lime (factory made) | quintal | 230 | 230
0784 | Marble dust/ powder | cum | 1000 | 1000
0785 | Marble chips up to 4 mm and down size White & black | quintal | 200 | 200
0788 | Marble chips large size above 4 mm White & black | quintal | 200 | 200
0801 | Silicon and acrylic emulsion | litre | 200 | 200
0802 | Acrylic distemper 1st quality , having VOC content less than 50 grams/ litre | Kg | 45 | 45
0803 | Acrylic emulsion , having VOC content less than 50 grams/ litre | litre | 265 | 265
0804 | Premium acrylic emulsion of interior grade, having VOC content less than 50 grams/ litre | litre | 370 | 370
0805 | Synthetic enamel paint , having VOC (Volatile Organic Compound) content less than 150 grams/ litre | litre | 220 | 220
0806 | Ready mixed pink or grey primer on wood work (hard and softwood) having VOC content less than 50 grams/ litre | litre | 150 | 150
0807 | Ready mixed red oxide zinc chromatic on steel/ iron work, having VOC content less than 250 grams/ litre | litre | 160 | 160
0808 | Water thinnable cement primer for interior wall surface, having VOC content less than 50 grams/ litre | litre | 60 | 60
0809 | Exterior primer | kilogram | 50 | 50
0810 | Moorum | cum | 450 | 450
0811 | Mud (dry) | cum | 60 | 60
0815 | Dry distemper | kilogram | 125 | 125
0816 | Oil bound washable distemper/ Acrylic distemper | kilogram | 145 | 145
0818 | Linseed oil (double boiled) | litre | 110 | 110
0820 | Cement primer | litre | 150 | 150
0821 | Distemper primer | litre | 80 | 80
0823 | Pink primer (for wood) | litre | 90 | 90
0824 | White cement based putty | kg | 24 | 24
0826 | Aluminium paint | litre | 200 | 200
0827 | Acid proof paint (chocolate or black) | litre | 150 | 150
0828 | Anticorrosive bituminous paint (black) | litre | 90 | 90
0829 | Black Japan paint | litre | 95 | 95
0830 | Enamel paint | litre | 160 | 160
0831 | Floor enamel paint in all shades except green | litre | 140 | 140
0833 | Synthetic enamel paint in black or chocolate shade | litre | 240 | 240
0834 | Synthetic enamel paint in all shades except black or chocolate shade | litre | 240 | 240
0835 | Plastic emulsion paint | litre | 260 | 260
0845 | Roofing paint for iron sheets in red colour | litre | 120 | 120
0850 | White lead | kilogram | 90 | 90
0851 | Water proofing cement paint | kilogram | 50 | 50
0855 | Wax polish (ready made) | kilogram | 200 | 200
0856 | Ordinary varnish | litre | 75 | 75
0857 | Superior copal varnish | litre | 140 | 140
0858 | Superior spar varnish | litre | 125 | 125
0859 | Oil type wood preservative | litre | 80 | 80
0863 | Putty for wood work | kilogram | 30 | 30
0865 | Pig lead | kilogram | 125 | 125
0868 | Premixed super white gypsum plaster. | kg | 7 | 7
0869 | Plaster of Paris | kilogram | 4 | 4
0870 | Plug | each | 10 | 10
0873 | Copper pins 6 mm dia 7.5 cm long | each | 10 | 10
0874 | Black colour dark shade pigment | kilogram | 55 | 55
0875 | Red, chocolate, orange, buff or yellow (red oxide of iron) light shade pigment | kilogram | 75 | 75
0876 | Green or blue medium shade pigment | kilogram | 65 | 65
0886 | Standard holder bat clamps for sand cast iron or cast iron pipes 150 mm dia | each | 25 | 25
0966 | Sand Cast iron plain shoe 150 mm dia | each | 325 | 325
0967 | Copper plate | kilogram | 320 | 320
0969 | Pulley 25 mm dia | each | 35 | 35
0973 | Rolling shutter made of 80x1.25 mm machine rolled laths | sqm | 2000 | 2000
0974 | Top cover for rolling shutters 1.25 mm thick | metre | 600 | 600
0975 | 27.5 cm long wire spring grade No. 2 for rolling shutters | each | 280 | 280
0976 | Ball bearing for rolling shutters | each | 330 | 330
0977 | Extra for mechanical devices chain and cranked operation for operating rolling shutters: exceeding 10.00 sqm and up to 16.80 sqm area of door | sqm | 550 | 550
0978 | Extra for mechanical devices chain and cranked operation for operating rolling shutters: exceeding 16.80 sqm area of door | sqm | 580 | 580
0979 | Earth for filling ( including cost and royalty.) | cum | 500 | 500
0980 | Royalty for sludge | cum | 90 | 90
0982 | Coarse sand (zone III) | cum | 4000 | 4800
0983 | Fine sand (zone IV) | cum | 4000 | 4800
0992 | Galvanised steel plain sheets | quintal | 5225 | 5225
0994 | Standard quality hard board sheet 3 mm thick | sqm | 125 | 125
0996 | Standard quality hard board sheet 4.5 mm thick | sqm | 150 | 150
0999 | Shellac | kilogram | 210 | 210
1000 | Spirit | litre | 70 | 70
1001 | Spun yarn | kilogram | 40 | 40
1002 | Mild steel round bar 12 mm dia and below | quintal | 5800 | 6090
1003 | Mild steel round bar above 12 mm dia | quintal | 5700 | 5985
1004 | Average rate of Mild steel round bars for reinforcement | quintal | 5750 | 6035
1005 | Twisted steel/ deformed bars | quintal | 5500 | 5775
1006 | Mild steel square bars | quintal | 5500 | 5775
1007 | Structural steel such as tees, angles channels and R.S. joists | quintal | 5800 | 6090
1008 | Flats up to 10 mm in thickness | quintal | 5500 | 5775
1009 | Flats exceeding 10 mm in thickness | quintal | 5400 | 5670
1010 | Mild steel plates | quintal | 5800 | 6090
1011 | Steel glazed door,window/ ventilator, all members viz. F7D, F4B,K11 and K12B etc. | kg | 50 | 52
1013 | Mild steel sheets for tanks | quintal | 5200 | 5460
1015 | Mild steel expanded metal 20x60 mm strands | sqm | 320 | 336
1019 | Mild steel hooks | each | 38 | 38
1020 | Mild steel rivets | quintal | 5300 | 5300
1021 | Hard drawn steel wire fabric | sqm | 450 | 450
1022 | Galvanised steel bolts & nuts 6 mm dia and 25 mm long round head with slots | 10 Nos | 30 | 30
1023 | Galvanised steel J or L hooks 8 mm dia | 10 Nos | 130 | 130
1024 | Galvanised steel bolts & nuts 10 mm dia and 125 mm long round head with slots | each | 15 | 15
1025 | Mild steel bolts 6 mm dia and 25 mm long with hexagonal head | 10 Nos | 33 | 33
1028 | Straining bolts | each | 75 | 75
1029 | Galvanised steel barbed wire | quintal | 5500 | 5500
1030 | Galvanised steel turn buckles | each | 19 | 19
1031 | Galvanised steel bolts & nuts 10 mm dia and 27 cm long both sides threaded with 4 galvanised steel nuts | each | 30 | 30
1032 | Galvanised steel bolts 10 mm dia and 7 cm long with nuts | each | 23 | 23
1034 | Bolts and nuts up to 300 mm in length | quintal | 5900 | 5900
1035 | Bolts and nuts above 300 mm in length | quintal | 5900 | 5900
1036 | Iron pintels including welded pin | each | 45 | 45
1143 | Steel beading | metre | 30 | 30
1145 | Aluminium Plain Strip edging 38x12x3 mm | metre | 100 | 100
1149 | Glass strip 4 mm thick 40 mm deep | metre | 9 | 9
1151 | Boundary stone top chisel dressed 15x15x90 cm | each | 60 | 60
1154 | Through and bond stone | 100 Nos | 1200 | 1200
1157 | Stone for masonry work | cum | 1200 | 1440
1158 | Stone for pitching 15 cm x 22.5 cm | cum | 900 | 1080
1159 | Stone dust | cum | 1050 | 1260
1160 | Red sand stone block | 10 cudm | 65 | 65
1161 | White sand stone block | 10 cudm | 70 | 70
1163 | White sand stone slab 75 mm thick (un-dressed) | sqm | 300 | 300
1164 | Red sand stone slab 40 mm thick (un-dressed) | sqm | 160 | 160
1165 | White sand stone slab 40 mm thick (un-dressed) | sqm | 180 | 180
1166 | Red sand stone slab 30 mm thick (un-dressed) | sqm | 130 | 130
1168 | Kota stone slab 20 mm to 25 mm thick (semi-polished) | sqm | 290 | 290
1169 | Kota stone slab 25mm thick (rough chiseled) | sqm | 210 | 210
1174 | Red sand stone slab 45 mm to 50 mm thick (un-dressed) | sqm | 172 | 172
1175 | White sand stone slab 45 mm to 50 mm thick (un-dressed) | sqm | 225 | 225
1177 | Stone grit 6 mm and down size or pea sized gravel | cum | 925 | 925
1179 | Crushed stone 2.36 mm to 12.5 mm size | cum | 950 | 1140
1182 | Surkhi | cum | 800 | 960
1186 | Superior class teak wood such as Dandeli, Balarshah or Malabar in planks | 10 cudm | 1200 | 1440
1187 | First class teak wood in scantling | 10 cudm | 1200 | 1440
1188 | First class teak wood in planks | 10 cudm | 1200 | 1440
1189 | Second class teak wood in scantling | 10 cudm | 1100 | 1320
1190 | Second class teak wood in planks | 10 cudm | 1100 | 1320
1194 | Second class deodar wood in planks | 10 cudm | 500 | 600
1196 | First class kail wood in planks | 10 cudm | 310 | 370
1197 | Second class kail wood in scantling | 10 cudm | 260 | 310
1198 | Second class kail wood in planks | 10 cudm | 260 | 310
1199 | Sal wood in scantling | 10 cudm | 520 | 620
1200 | Kiln seasoned selected sheesham wood planks | 10 cudm | 650 | 780
1201 | Precast terrazzo tiles 22 mm thick (light shade) | sqm | 260 | 260
1202 | Precast terrazzo tiles 22 mm thick(medium shade) | sqm | 240 | 240
1203 | Precast terrazzo tiles 22 mm thick (dark shade) | sqm | 220 | 220
1204 | Precast heat resistant terrace tiles (size 300x300 mm) and 20 mm thick | sqm | 482 | 482
1207 | G.I. Limpet washer | 100 nos | 35 | 35
1208 | Bitumen washer | 100 Nos | 30 | 30
1209 | G.I. plain washer thick | 100 Nos | 35 | 35
1210 | G.I. plain washer thin | 100 Nos | 32 | 32
1211 | G.I. plain washer for seam bolts | 100Nos | 30 | 30
1213 | Water proofing materials | kilogram | 42 | 42
1214 | Welding by gas plant | cm | 2 | 2
1215 | Welding by electric plant | cm | 1.8 | 1.8
1216 | Whiting | quintal | 500 | 500
1219 | Wire nails | kilogram | 80 | 80
1220 | Wire mesh (rabbit) | sqm | 45 | 45
1221 | 20 mm dia holding down bolts | quintal | 5800 | 5800
1222 | Mild steel sheets with bolts and nuts to rest on pintels | each | 130 | 130
1224 | Hard drawn steel wire | quintal | 5500 | 5500
1225 | Mild steel flat strap fitting | quintal | 4450 | 4450
1227 | Chequered terrazzo tiles 22 mm thick(light shade) | sqm | 325 | 325
1228 | Chequered terrazzo tiles 22 mm thick(medium shade) | sqm | 285 | 285
1229 | Chequered terrazzo tiles 22 mm thick (dark shade) | sqm | 250 | 250
1231 | Extra for selected planks of second class teakwood | 10 cudm | 140 | 140
1234 | Aluminium Plain Strip edging 57x12x3 mm | metre | 135 | 135
1235 | Diesel oil | litre | 58.6 | 58.6
1237 | Cutting marble or sand stone slab up to 50 mm thick by mechanical device | metre | 9 | 9
1238 | Extra for selected planks of first class teakwood | 10 cudm | 140 | 140
1239 | 18 mm thick Flamed finish granite stone slab | sqm | 1695 | 1695
1240 | 18 mm thick Italian Marble stone slab, Perlato (slab area up to 0.5 sqm). | sqm | 3330 | 3330
1241 | Commercial LPG in cylinder | kg | 70 | 70
1242 | Glass mossaic tiles (20 mm x 20 mm x 4 mm ). | sqm | 1050 | 1050
1243 | Tile fixing chemical adhesive | kg | 34 | 34
1244 | Cement Polymer Grout Compound | kg | 34 | 34
1245 | Acid for cleaning tiles | litre | 16 | 16
1301 | Bleaching powder | quintal | 1750 | 1750
1304 | Surface box for stop cock | each | 125 | 125
1305 | Surface box for sluice valve | each | 210 | 210
1307 | Surface box for water meter | each | 250 | 250
1309 | C.I. bracket for wash basin and sinks | pair | 70 | 70
1314 | C.P.brass chain with 32 mm dia rubber plug | each | 40 | 40
1315 | C.P.brass chain with 40 mm dia rubber plug | each | 40 | 40
1330 | Clamps and M.S. stays including bolts and nuts for 100 mm pipe | each | 35 | 35
1331 | M.S.Holder bat clamp of approved design for 100 mm S.C.I. pipe | each | 20 | 20
1332 | M.S.Holder bat clamp of approved design for75 mm S.C.I. pipe | each | 18 | 18
1334 | Clamps and M.S. stays including bolts and nuts for 50 mm pipe | each | 28 | 28
1335 | Clamps and M.S. stays including bolts and nuts for 75 mm pipe | each | 30 | 30
1336 | Clearing eye with chain and lid 100 mm dia | each | 44 | 44
1337 | Clearing eye with chain and lid 150 mm dia | each | 50 | 50
1339 | Brass bib-cock 15 mm dia | each | 210 | 210
1340 | Brass bib-cock 20 mm dia | each | 225 | 225
1342 | Brass stop-cock 15 mm dia | each | 210 | 210
1343 | Brass stop-cock 20 mm dia | each | 280 | 280
1350 | Mosquito proof coupling of approved design | each | 30 | 30
1352 | C.I. cover and frame 300x300 mm inside | each | 300 | 300
1353 | C.I.cover without frame 300x300 mm inside i/c cover of 4.50 kg | each | 225 | 225
1354 | Rectangular cover 455x610 mm with frame (low duty) | each | 1500 | 1500
1355 | Rectangular cover 455x610 mm without frame (low duty) | each | 1000 | 1000
1356 | 500 mm dia cover with frame (medium duty) | each | 4750 | 4750
1357 | 500 mm dia cover without frame (medium duty) | each | 2300 | 2300
1360 | C.I.mouth, brass ferrule 15 mm dia | each | 140 | 140
1361 | C.I.mouth, brass ferrule 20 mm dia | each | 160 | 160
1362 | C.l.mouth, brass ferrule 25 mm dia | each | 220 | 220
1363 | Vitreous china foot rests 250x130x30 mm | pair | 100 | 100
1364 | C.I. grating 100x100 mm | each | 15 | 15
1366 | C.I. grating 150x150 mm | each | 50 | 50
1367 | C.I. grating 180x180 mm | each | 30 | 30
1369 | S.C.I. gully or nahani grating 100 mm dia | each | 18 | 18
1373 | Rubber insertions for 80 mm dia pipe joints | each | 15 | 15
1374 | Rubber insertions for 100 mm dia pipe joints | each | 18 | 18
1375 | Rubber insertions for 125 mm dia pipe joints | each | 20 | 20
1376 | Rubber insertions for 150 mm dia pipe joints | each | 20 | 20
1377 | Rubber insertions for 200 mm dia pipe joints | each | 25 | 25
1378 | Rubber insertions for 250 mm dia pipe joints | each | 40 | 40
1379 | Rubber insertions for 300 mm dia pipe joints | each | 45 | 45
1380 | Rubber insertions for 350 mm dia pipe joints | each | 50 | 50
1381 | Rubber insertions for 400 mm dia pipe joints | each | 73 | 73
1382 | Rubber insertions for 450 mm dia pipe joints | each | 92 | 92
1383 | Rubber insertions for 500 mm dia pipe joints | each | 110 | 110
1384 | Rubber insertions for 600 mm dia pipe joints | each | 125 | 125
1392 | Mirror of superior make glass 60x45 cm | each | 450 | 450
1396 | Vitreous china pedestal for wash basin | each | 1500 | 1500
1397 | Pig lead | kilogram | 90 | 90
1464 | S & S.C.I. standard specials upto 300 mm dia (heavy class) | quintal | 3600 | 3600
1466 | S & S.C.I. standard specials over 300 mm dia (heavy class) | quintal | 3700 | 3700
1468 | Flanged C.I. standard specials upto 300 mm dia (heavy class) | quintal | 5500 | 5500
1470 | Flanged C.I. standard specials over 300 mm dia (heavy class) | quintal | 5800 | 5800
1472 | Casing pipe 100 mm dia | metre | 335 | 335
1532 | Flush pipe with union spreaders and clamps all in C.P. brass for single stall | each | 270 | 270
1533 | Flush pipe with union spreaders and clamps all in C.P. brass for double stall | each | 400 | 400
1534 | Flush pipe with union spreaders and clamps all in C.P. brass for range of three stall | each | 520 | 520
1535 | Flush pipe with union spreaders and clamps all in C.P. brass for range of four stall | each | 600 | 600
1540 | Flush pipe and spreaders G.l. for single set of one squatting plate urinal | each | 175 | 175
1541 | Flush pipe and spreaders G.l. for range of two squatting plates urinal | each | 250 | 250
1542 | Flush pipe and spreaders G.l. for range of three squatting plates urinal | each | 300 | 300
1543 | Flush pipe and spreaders G.l. for range of four squatting plates urinal | each | 390 | 390
1545 | G.I. pipes 15 mm dia | metre | 85 | 85
1546 | G.I. pipes 20 mm dia | metre | 110 | 110
1547 | G.I. pipes 25 mm dia | metre | 150 | 150
1548 | G.I. pipes 32 mm dia | metre | 180 | 180
1549 | G.I. pipes 40 mm dia | metre | 220 | 220
1550 | G.I. pipes 50 mm dia | metre | 275 | 275
1551 | G.I. pipes 65 mm dia | metre | 365 | 365
1552 | G.I. pipes 80 mm dia | metre | 460 | 460
1555 | G.I. back (jam) nuts 25 mm dia | each | 10 | 10
1559 | G.I. back (jam) nuts 65 mm dia | each | 22 | 22
1608 | G.I. tees (equal) 25 mm | each | 45 | 45
1612 | G.I. tees (equal) 65 mm | each | 280 | 280
1614 | G.I. inlet connection | each | 65 | 65
1616 | S.C.I. soil, waste and vent single socketed pipe 1.80 metres long: 75 mm dia | each | 950 | 950
1617 | S.C. I. soil, waste and vent single socketed pipe 1.80 metres long:100mm dia | each | 1150 | 1150
1618 | S.C.I. soil, waste and vent single socketed pipe1.80 metres long:150 mm dia | each | 1750 | 1750
1620 | S.C.I. plain bend 75 mm dia | each | 170 | 170
1621 | S.C.I. plain bend 100 mm dia | each | 350 | 350
1622 | S.C.I. plain bend 150 mm dia | each | 600 | 600
1624 | S.C.I. bend with access door 75 mm dia | each | 200 | 200
1625 | S.C.I. bend with access door 100 mm dia | each | 252 | 252
1627 | S.C.I. plain single equal junctions 75x75x75 mm dia | each | 265 | 265
1628 | S.C.I. plain single equal junctions 100x100x100 mm dia | each | 450 | 450
1630 | S.C.I. single equal junctions 75x75x75 mm dia with access door | each | 278 | 278
1631 | S.C.I. single equal junctions 100x100x100 mm dia with access door | each | 376 | 376
1633 | S.C.I. plain double equal junctions 75x75x75x75 mm dia | each | 346 | 346
1634 | S.C.I. plain double equal junctions 100x100x100x100 mm dia | each | 520 | 520
1636 | S.C.I. double equal junctions 75x75x75x75 mm dia with access door | each | 425 | 425
1637 | S.C.I. double equal junctions 100x100x100x100 mm dia with access door | each | 550 | 550
1639 | Slotted cowl (terminal guard ) 75 mm dia | each | 151 | 151
1640 | Slotted cowl (terminal guard) 100 mm dia | each | 190 | 190
1641 | G.I. Union 15 mm nominal bore | each | 55 | 55
1642 | G.I. Union 20 mm nominal bore | each | 75 | 75
1643 | G.I. Union 25 mm nominal bore | each | 85 | 85
1644 | G.I. Union 32 mm nominal bore | each | 120 | 120
1645 | G.I. Union 40 mm nominal bore | each | 185 | 185
1646 | G.I. Union 50 mm nominal bore | each | 220 | 220
1647 | G.I. Union 65 mm nominal bore | each | 430 | 430
1648 | G.I. Union 80 mm nominal bore | each | 510 | 510
1649 | Polyethylene water storage tank with cover and suitable locking arrangement | per litre | 4.5 | 4.5
1653 | Sand cast iron S&S plain single unequal junctions: 100x100x75 mm dia | each | 370 | 370
1656 | Sand cast iron S&S single unequal junctions: 100x100x75 mm dia with access door | each | 400 | 400
1659 | Sand cast iron S&S plain double unequal junctions:100x100x75x75 mm dia | each | 550 | 550
1662 | Sand cast iron S&S double unequal junctions: 100x100x
| 75x75 mm dia with access door | each | 550 | 550
1666 | Sand cast iron heel rest bend 75 mm dia | each | 220 | 220
1667 | Sand cast iron heel rest bend 100 mm dia | each | 250 | 250
1669 | S.C.I. single equal invert branch of required degree 75x75x75 mm dia | each | 320 | 320
1670 | S.C.I. single equal invert branch of required degree 100x100x100 mm dia | each | 410 | 410
1672 | S.C.I. double equal invert branch of required degree 75x75x75x75 mm dia | each | 410 | 410
1673 | S.C.I. double equal invert branch of required degree 100x100x100x100 mm dia | each | 550 | 550
1674 | S.C.I. single unequal invert branch of required degree 100x100x75 mm dia | each | 495 | 495
1677 | S.C.I. double unequal invert branch of required degree 100x100x75x75 mm dia | each | 570 | 570
1682 | S.C.I. door pieces 75 mm dia | each | 275 | 275
1683 | S.C.I. door pieces 100 mm dia | each | 400 | 400
1685 | S.C.I. collar 75 mm dia | each | 113 | 113
1686 | S.C.I. collar 100 mm dia | each | 143 | 143
1687 | Unplasticised P.V.C. connection pipe with brass union 30 cm long 15 mm bore | each | 30 | 30
1688 | Unplasticised P.V.C. connection pipe with brass union 30 cm long 20 mm bore | each | 35 | 35
1689 | Unplasticised P.V.C. connection pipe with brass union 45 cm long 15 mm bore | each | 35 | 35
1690 | Unplasticised P.V.C. connection pipe with brass union 45 cm long 20 mm bore | each | 48 | 48
1693 | S.C.I. hand pump | each | 670 | 670
1700 | R.C.C. pipes NP2 class 100 mm dia | metre | 300 | 300
1701 | R.C.C. pipes NP2 class 150 mm dia | metre | 315 | 315
1702 | R.C.C. pipes NP2 class 250 mm dia | metre | 390 | 390
1703 | R.C.C. pipes NP2 class 300 mm dia | metre | 450 | 450
1704 | R.C.C. pipes NP2 class 450 mm dia | metre | 600 | 600
1705 | R.C.C. pipes NP2 class 500 mm dia | metre | 870 | 870
1706 | R.C.C. pipes NP2 class 600 mm dia | metre | 1380 | 1380
1707 | R.C.C. pipes NP2 class 700 mm dia | metre | 1575 | 1575
1709 | R.C.C. pipes NP2 class 800 mm dia | metre | 1755 | 1755
1710 | R.C.C. pipes NP2 class 900 mm dia | metre | 1920 | 1920
1711 | R.C.C. pipes NP2 class 1000 mm dia | metre | 2385 | 2385
1712 | R.C.C. pipes NP2 class 1100 mm dia | metre | 2820 | 2820
1713 | R.C.C. pipes NP2 class 1200 mm dia | metre | 2890 | 2890
1714 | R.C.C. collars NP2 class 100 mm dia | each | 45 | 45
1715 | R.C.C. collars NP2 class 150 mm dia | each | 53 | 53
1716 | R.C.C. collars NP2 class 250 mm dia | each | 75 | 75
1717 | R.C.C. collars NP2 class 300 mm dia | each | 83 | 83
1718 | R.C.C. collars NP2 class 450 mm dia | each | 150 | 150
1719 | R.C.C. collars NP2 class 500 mm dia | each | 173 | 173
1720 | R.C.C. collars NP2 class 600 mm dia | each | 210 | 210
1721 | R.C.C. collars NP2 class 700 mm dia | each | 225 | 225
1723 | R.C.C. collars NP2 class 800 mm dia | each | 300 | 300
1724 | R.C.C. collars NP2 class 900 mm dia | each | 353 | 353
1725 | R.C.C. collars NP2 class 1000 mm dia | each | 420 | 420
1726 | R.C.C. collars NP2 class 1100 mm dia | each | 450 | 450
1727 | R.C.C. collars NP2 class 1200 mm dia | each | 525 | 525
1728 | RCC pipe 450 mm dia NP-3 spigot | metre | 1496 | 1496
1729 | RCC pipe 600 mm dia NP-3 spigot | metre | 1995 | 1995
1730 | RCC pipe 900 mm dia NP-3 spigot | metre | 3150 | 3150
1731 | RCC pipe 1000 mm dia NP-3 spigot | metre | 3885 | 3885
1732 | RCC pipe 1200 mm dia NP-3 spigot | metre | 5040 | 5040
1733 | RCC pipe 1800 mm dia NP-3 spigot | metre | 9450 | 9450
1734 | RCC pipe 450 mm dia NP-4 spigot | metre | 1733 | 1733
1735 | RCC pipe 600 mm dia NP-4 spigot | metre | 2310 | 2310
1736 | RCC pipe 900 mm dia NP-4 spigot | metre | 4595 | 4595
1737 | RCC pipe 1000 mm dia NP-4 spigot | metre | 5565 | 5565
1738 | RCC pipe 1200 mm dia NP-4 spigot | metre | 6510 | 6510
1739 | RCC pipe 1800 mm dia NP-4 spigot | metre | 13650 | 13650
1854 | Stoneware pipes grade A (60 cm long) 100 mm dia | each | 70 | 70
1855 | Stoneware pipes grade A (60 cm long) 150 mm dia | each | 100 | 100
1856 | Stoneware pipes grade A (60 cm long) 200 mm dia | each | 150 | 150
1857 | Stoneware pipes grade A (60 cm long) 230 mm dia | each | 200 | 200
1858 | Stoneware pipes grade A (60 cm long) 250 mm dia | each | 260 | 260
1859 | Stoneware pipes grade A (60 cm long) 300 mm dia | each | 300 | 300
1863 | Fire clay kitchen sink: 600x450x250 mm | each | 1600 | 1600
1871 | White vitreous china laboratory sink 450x300x150 mm | each | 1200 | 1200
1872 | White vitreous china laboratory sink 600x450x200 mm | each | 1700 | 1700
1875 | White plastic seat (solid) with lid C.P. brass hinges and rubber buffers | each | 330 | 330
1876 | Black plastic seat (solid) with lid C.P. brass hinges and rubber buffers | each | 310 | 310
1878 | Shower rose C.P. brass for 15 to 20 mm inlet 100 mm dia | each | 50 | 50
1879 | Shower rose C.P.brass for 15 to 20 mm inlet 150 mm dia | each | 60 | 60
1881 | Spun yarn | kilogram | 50 | 50
1882 | Strainer brass 40 mm dia 1.5 metre long | each | 600 | 600
1885 | 15 mm C.P. brass tap | each | 210 | 210
1889 | C.P. brass toilet paper holder of standard size | each | 170 | 170
1891 | C.I. trap for standard urinal with vent arm with operating and other couplings in C.P. brass: 50 mm dia | each | 170 | 170
1893 | C.I. trap for standard urinal with vent arm with operating and other couplings in C.P. brass: 80 mm dia | each | 225 | 225
1895 | C.P. brass trap 40 mm dia | each | 150 | 150
1896 | 100 mm S.C.I. trap with vent heel | each | 315 | 315
1897 | 100 mm S.C.I. trap with 100 mm inlet and 100 mm outlet | each | 275 | 275
1898 | 100 mm S.C.I. trap with 100 mm inlet and 75 mm outlet | each | 218 | 218
1900 | S.W. gully trap P type 100x100 mm | each | 90 | 90
1902 | S.W. gully trap P type 150x100 mm | each | 130 | 130
1904 | S.W. gully trap P type 180x150 mm | each | 225 | 225
1913 | Vitreous china lipped front urinal | each | 550 | 550
1915 | Vitreous china squatting plate urinal | each | 800 | 800
1922 | H.P. or L.P. ball valve with polythene floats: 15 mm dia | each | 210 | 210
1923 | H.P. or L.P. ball valve with polythene floats: 20 mm dia | each | 305 | 305
1924 | H.P. or L.P. ball valve with polythene floats: 25 mm dia | each | 330 | 330
1927 | Brass full way valve with C.I. wheel (screwed end) 25 mm dia | each | 550 | 550
1928 | Brass full way valve with C.I. wheel (screwed end) 32 mm dia | each | 850 | 850
1929 | Brass full way valve with C.I. wheel (screwed end) 40 mm dia | each | 1200 | 1200
1930 | Brass full way valve with C.I. wheel (screwed end) 50 mm dia | each | 1650 | 1650
1931 | Brass full way valve with C.I. wheel (screwed end) 65 mm dia | each | 1850 | 1850
1932 | Brass full way valve with C.I. wheel (screwed end) 80 mm dia | each | 2250 | 2250
1933 | Gunmetal non-return valve-horizontal (screwed end) 25 mm dia | each | 750 | 750
1934 | Gunmetal non-return valve-horizontal (screwed end) 32 mm dia | each | 1200 | 1200
1935 | Gunmetal non-return valve-horizontal (screwed end) 40 mm dia | each | 560 | 560
1936 | Gunmetal non-return valve-horizontal (screwed end) 50 mm dia | each | 820 | 820
1937 | Gunmetal non-return valve-horizontal (screwed end) 65 mm dia | each | 1490 | 1490
1938 | Gunmetal non-return valve-horizontal (screwed end) 80 mm dia | each | 2120 | 2120
1940 | C.I. sluice valve (with caps) class I: 100 mm dia | each | 2410 | 2410
1941 | C.I. sluice valve (with caps) class I : 125 mm dia | each | 2600 | 2600
1942 | C.I. sluice valve (with caps) class I: 150 mm dia | each | 3600 | 3600
1943 | C.I. sluice valve (with caps) class I : 200 mm dia | each | 7500 | 7500
1944 | C.I. sluice valve (with caps) class I : 250 mm dia | each | 10980 | 10980
1945 | C.I. sluice valve (with caps) class I: 300 mm dia | each | 15500 | 15500
1947 | Vitreous china flat back wash basin 630x450 mm | each | 725 | 725
1949 | Vitreous china angle back wash basin 600x480 mm | each | 2500 | 2500
1950 | Vitreous china angle back wash basin 400x400 mm | each | 750 | 750
1951 | C.P. brass waste 32 mm | each | 80 | 80
1952 | C.P. brass waste 40 mm | each | 95 | 95
1953 | Vitreous china Indian type W.C. pan size 580 mm | each | 750 | 750
1954 | Vitreous china orrisa type W.C. pan size 580 mm | each | 1000 | 1000
1955 | Vitreous china pedestal type water closet | each | 900 | 900
1956 | Bolts and nuts 16 mm dia 60 mm long | each | 12 | 12
1957 | Bolts and nuts 16 mm dia 65 mm long | each | 12 | 12
1958 | Bolts and nuts 20 mm dia 65 mm long | each | 15 | 15
1959 | Bolts and nuts 20 mm dia 70 mm long | each | 15 | 15
1960 | Bolts and nuts 20 mm dia 75 mm long | each | 16 | 16
1961 | Bolts and nuts 20 mm dia 80 mm long | each | 18 | 18
1962 | Bolts and nuts 24 mm dia 85 mm long | each | 28 | 28
1963 | Bolts and nuts 24 mm dia 90 mm long | each | 32 | 32
1964 | Bolts and nuts 27 mm dia 100 mm long | each | 38 | 38
1965 | White vitreous china dual purpose closet (Anglo Indian W.C.)suitable for use as squatting pan or European type water closet as per manufacturer's specifications | each | 1500 | 1500
1970 | Vitreous china foot rests 250x125x25 mm | pair | 125 | 125
1980 | Fly ash | cum | 7.75 | 7.75
1984 | Common burnt clay F.P.S. bricks tile class designation 10 | 1000 Nos | 5300 | 6360
1986 | Common burnt clay modular bricks class designation 12.5 | 1000 Nos | 6000 | 7200
2391 | Strips-Aluminium fluted 3.15 mm thick and 150 mm wide | metre | 228 | 228
2392 | Strips Aluminium fluted 3.15 mm thick and 200 mm wide | metre | 323 | 323
2393 | 1 mm thick Stainless Steel Cover plate grade 304 | kg | 275 | 275
2394 | Coupler 16 mm dia | each | 67 | 67
2395 | Coupler 20 mm dia | each | 88 | 88
2396 | Coupler 25 mm dia | each | 130 | 130
2397 | Coupler 28 mm dia | each | 192 | 192
2398 | Coupler 32 mm dia | each | 231 | 231
2399 | Complete Roof Joint of 100 mm | metre | 4500 | 4500
2400 | Complete Roof Joint of 150 mm | metre | 4800 | 4800
2401 | Complete Roof Joint of 200 mm | metre | 5000 | 5000
2402 | Epoxy adhesive | kg | 150 | 150
2403 | Floor Joint of 100 mm | metre | 4500 | 4500
2404 | Floor Joint of 150 mm | metre | 5000 | 5000
2405 | Floor Joint of 200 mm | metre | 5400 | 5400
2406 | Float glass sheet of nominal thickness 4 mm (weight not less than 10 kg/sqm) | sqm | 350 | 350
2407 | Float glass sheet of nominal thickness 5.5 mm (weight not less than 13.50 kg/sqm) | sqm | 530 | 530
2408 | Float glass sheet of nominal thickness 8 mm (weight not less than 20.00 kg/sqm) | sqm | 740 | 740
2409 | Wall Joint of 100 mm | metre | 3400 | 3400
2410 | Wall Joint of 150 mm | metre | 3700 | 3700
2411 | Wall Joint of 200 mm | metre | 4000 | 4000
2412 | Ply wood 5 ply with commercial ply on both faces 6 mm thick | sqm | 360 | 360
2413 | 12 mm commercial ply | sqm | 580 | 580
2414 | 18 mm thick block board with commercial ply veneering on both side | sqm | 700 | 700
2447 | Hollock ballies 125 mm diameter | metre | 35 | 35
2449 | Oxidised mild steel pull bolt lock (locking bolt) of size 85 mmx42 mm with screws, bolts, nuts and washers complete | each | 50 | 50
2451 | Brass cupboard lock 6 levers of approved quality, 40 mm size | each | 70 | 70
2452 | Brass cupboard lock 6 levers of approved quality, 50 mm size | each | 75 | 75
2453 | Brass cupboard lock 6 levers of approved quality, 65 mm size | each | 80 | 80
2454 | Brass cupboard lock 6 levers of approved quality, 75 mm size | each | 100 | 100
2455 | Brass hanging type door stopper 150 mm | each | 65 | 65
2456 | Hydraulic door closer bottle type M.S. body with necessary accessories and screws complete | each | 1650 | 1650
2459 | Anodised Aluminium hanging type door stopper | each | 25 | 25
2464 | Anodised Aluminium pull bolt lock (locking bolt) of size 85 mm x42 mm with screws, bolts, nuts and washers complete | each | 50 | 50
2465 | Anodised Aluminium Casement stay 250 mm | each | 50 | 50
2466 | Hollock wood in scantling | 10 cudm | 325 | 325
2467 | Chromium plated Brass pull bolt lock (locking bolt) of size 85 mm
| x 42 mm with screws, bolts, nuts and washers complete | each | 165 | 165
2468 | Nickled Chromium Brass cupboard lock 40 mm size | each | 65 | 65
2469 | Nickled Chromium Brass cupboard lock 50 mm size | each | 75 | 75
2470 | Nickled Chromium Brass cupboard lock 65 mm size | each | 85 | 85
2471 | Nickled Chromium Brass cupboard lock 75 mm size | each | 110 | 110
2480 | Ply wood 5 ply with teak ply on both faces 9 mm thick | sqm | 1030 | 1030
2481 | Ply wood 5 ply with teak ply on one face and commercial ply on another face 9 mm thick | sqm | 840 | 840
2483 | Ply wood 7 ply with teak ply on one face and commercial ply on
| another face 9 mm thick | sqm | 920 | 920
2484 | Pre-laminated with decorative lamination on both side exterior
| Grade - I MDF Board 12 mm thick confirming to IS:14587 | sqm | 691.9 | 691.9
2485 | Pre-laminated with decorative lamination on both side exterior
| Grade - I MDF Board 18 mm thick confirming to IS:14587 | sqm | 922.5 | 922.5
2486 | Pre-laminated with decorative lamination one side and other side balancing lamination exterior Grade - I MDF Board 25 mm thick confirming to IS:14587 | sqm | 1198.15 | 1198.15
2487 | Pre-laminated with decorative lamination one side and other side balancing lamination exterior Grade - I MDF Board 12 mm thick confirming to IS:14587 | sqm | 641.25 | 641.25
2488 | Pre-laminated with decorative lamination one side and other side | sqm | 860.65 | 860.65
balancing lamination exterior Grade - I MDF Board 18 mm thick
confirming to IS:14587
2489 | PVC edge bending tape 2.00 mm thick | metre | 28.55 | 28.55
2500 | Extra for selected planks of second class deodar wood | 10 cudm | 100 | 100
2504 | Kiln seasoning of timber | cum | 730 | 730
2505 | Hollock wood in planks | 10 cudm | 370 | 370
2506 | Carben Steel galvanised dash fastner (min 5 micron) of 10 mm dia | 10 nos | 250 | 250
double threaded 6.8 grade counter sunk head screw comprising
of 10 mm dia polyamide PA 6 grade sleave. Size 10 mm x 60 mm
2507 | Carben Steel galvanised dash fastner (min 5 micron) of 10 mm dia | 10nos | 293 | 293
double threaded 6.8 grade counter sunk head screw comprising
of 10 mm dia polyamide PA 6 grade sleave. Size 10 mm x 80 mm
2508 | Carben Steel galvanised dash fastner (min 5 micron) of 10 mm dia | 10 nos | 364 | 364
double threaded 6.8 grade counter sunk head screw comprising
of 10 mm dia polyamide PA 6 grade sleave. Size 10 mm x 120 mm
2509 | Carben Steel galvanised dash fastner (min 5 micron) of 10 mm dia | 10 Nos | 450 | 450
double threaded 6.8 grade counter sunk head screw comprising
of 10 mm dia polyamide PA 6 grade sleave. Size 10 mm x 140 mm
2510 | Carben Steel galvanised dash fastner (min 5 micron) of 10 mm dia | 10 Nos | 570 | 570
double threaded 6.8 grade counter sunk head screw comprising
of 10 mm dia polyamide PA 6 grade sleave. Size 10 mm x 160 mm
2602 | Common burnt clay F.P.S. (non modular) bricks class designation 7.5 | 1000 Nos | 7000 | 8400
2603 | Common burnt clay F.P.S. (non modular) bricks class designation 5.0 | 1000 Nos | 6000 | 7200
2605 | Structural sealant - 6 mm x 12 mm | metre | 31.6 | 31.6
2606 | Spacer tape 6.4 mm thick x 6 mm wide | metre | 18 | 18
2607 | Weather Sealant - Non Staining (600 ml) | each | 459.15 | 459.15
2608 | Weather Sealant - Normal (300 ml) | each | 143.2 | 143.2
2609 | MS Brackets/Aluminium Alloy Brackets | kg | 100 | 100
2610 | Silicon Gasket in Kg (Above 50 g / m) | kg | 601.25 | 601.25
2611 | EPDM Gasket in Kg (Above 60 g / m) | kg | 160 | 160
2612 | Anchor Fastner - M10 | each | 110.95 | 110.95
2613 | SS Bolt with washer of sizes for structural glazing / ACP Cladding | each | 35 | 35
2614 | SS Screws of sizes for structural glazing / ACP Cladding | each | 5 | 5
2615 | Protective Tape | metre | 25 | 25
2616 | GI flashing - 1.2 mm Thick | kg | 66 | 66
2617 | 6 mm thick High performance glass | sqm | 1910 | 1910
2618 | 6 mm thick clear heat strengthened glass | sqm | 770 | 770
2619 | 6 mm thick clear heat strengthened glass | each | 145 | 145
2620 | ARMS GS HD -TOP HUNG -20"-TYPE P-COUPLE | pair | 1570.8 | 1570.8
2621 | Connection Block | each | 39.35 | 39.35
2622 | Curtain wall striker | each | 102.7 | 102.7
2623 | Adjustable Fastening Pawl | each | 38.25 | 38.25
2624 | Corner drive | each | 294.95 | 294.95
2625 | Top wedge Block | each | 136.55 | 136.55
2626 | Glass wool Denisity 48 Kg / m3 with Black Glass Tissue (BGT) | sqm | 230 | 230
2627 | SS Screws - # 8 x 19 | each | 10 | 10
2628 | Weather Sealant - DC 789 | cartridge | 135 | 135
2629 | Cement Board | sqm | 250 | 250
2630 | Baker rod | metre | 5 | 5
2631 | 4 mm thick ACP | sqm | 1200 | 1200
2632 | Fire Stop | metre | 561.95 | 561.95
2634 | GI/Aluminium Sheet (0.8 mm thick) | kg | 57 | 57
2704 | Aluminium Strip 40 mm wide and 2 mm thick | kilogram | 220 | 220
2708 | Truf Paver (500 x 500 x 40 mm) | sqm | 1090 | 1090
2709 | Ceremic Tiles Pieces for Crazy Flooring | quintal | 135 | 135
2710 | White marble makrana second quality plain veined stone pieces | quintal | 140 | 140
for crazy flooring
2711 | FS800H Grade Flooring Panel ( Size 600 mm x600 mm x32 mm) | each | 750 | 750
2712 | Zinc Electroplated Pedestals - 300 mm | each | 140 | 140
2713 | Zinc Electroplated Pedestals - 450 mm | each | 150 | 150
2714 | Zinc Electroplated Tube Stinger | each | 70 | 70
2715 | Machine Screw for Fixing | each | 2 | 2
2750 | 8 mm thick granite stone tiles (mirror polished of all shades) | sqm | 700 | 700
2751 | 8 mm thick marble tiles (polished) Raj Nagar | sqm | 360 | 360
2901 | Stone Aggregate (Single size) : 100 mm nominal size | cum | 1460 | 1460
2902 | Stone Aggregate (Single size) : 80 mm nominal size | cum | 1460 | 1460
2903 | Stone chippings/ screenings 4.75 mm nominal size | cum | 1800 | 1800
2904 | Stone chippings/ screenings 150 micron nominal size | cum | 2200 | 2200
2908 | Over burnt (Jhama) Brick Aggregate: 120 mm to 40 mm size | cum | 380 | 460
2909 | Over burnt (Jhama) Brick Aggregate: 90 mm to 40 mm size | cum | 400 | 480
2910 | Stone chippings/ screenings 12.5/ 13.2 mm nominal size | cum | 1100 | 1320
2911 | Stone chippings/ screenings 10/ 11.2 mm nominal size | cum | 1100 | 1320
2914 | Solvent | kilogram | 25 | 25
2916 | Paving Asphalt VG 10 of approved quality | tonne | 51500 | 51500
3002 | Polyvinyle chloride sheet 400 micron thick | sqm | 35 | 35
3004 | Stone ware spouts 100 mm dia 60 cm long | each | 35 | 35
3050 | Galvanised steel corrugated sheets | quintal | 5350 | 5350
3080 | Gunmetal non-return valve - vertical (screwed end) 25 mm dia | each | 360 | 360
3084 | Gunmetal non-return valve - vertical (screwed end) 32 mm dia | each | 520 | 520
3088 | Gunmetal non-return valve - vertical (screwed end) 40 mm dia | each | 750 | 750
3092 | Gunmetal non-return valve - vertical (screwed end) 50 mm dia | each | 1010 | 1010
3096 | Gunmetal non-return valve - vertical (screwed end) 65 mm dia | each | 1710 | 1710
3213 | Vitreous china Surgeon type wash basin of size 660x460 mm | each | 1100 | 1100
3228 | 600x120 mm glass shelf with anodised aluminium angle frame, | each | 250 | 250
C.P. brass brackets and guard rail of standard size
3229 | Vitreous china flat back wash basin 550x400 mm | each | 550 | 550
3300 | Gunmetal non-return valve - vertical (screwed end) 80 mm dia | each | 2890 | 2890
3311 | C.I.sluice valve (with caps) class II : 100 mm dia | each | 2910 | 2910
3314 | C.I.sluice valve (with caps) class II : 125 mm dia | each | 3500 | 3500
3317 | C.I.sluice valve (with caps) class II : 150 mm dia | each | 4300 | 4300
3320 | C.I.sluice valve (with caps) class II : 200 mm dia | each | 9210 | 9210
3321 | C.I.sluice valve (with caps) class II : 250 mm dia | each | 14800 | 14800
3326 | C.I.sluice valve (with caps) class II : 300 mm dia | each | 18500 | 18500
3327 | 15 mm Battery Based Sensor Pillar Cock | each | 5822 | 5822
3617 | C.P. Brass union 40mm dia | each | 195 | 195
3620 | C.C.I. (spun) socketed soil, waste and vent pipe 1.80 metres | each | 1250 | 1250
long:100 mm dia
3621 | C.C.I. (spun) socketed soil, waste and vent pipe 1.80 metres long: | each | 1035 | 1035
75 mm dia
3624 | S.C.I. S&S bends with access door 100 mm dia | each | 290 | 290
3625 | S.C.I. S&S bends with access door 75 mm dia | each | 240 | 240
3628 | S.C.I. S&S bend 100 mm dia | each | 265 | 265
3629 | S.C.I. S&S bend 75 mm dia | each | 195 | 195
3634 | S.C.I. S&S heel rest sanitary bend 100 mm dia | each | 296 | 296
3635 | S.C.I. S&S heel rest sanitary bend 75 mm dia | each | 250 | 250
3640 | S.C.I. S&S single equal junctions 100x100x100 mm | each | 472 | 472
3641 | S.C.I. S&S single equal junctions 75x75x75 mm | each | 330 | 330
3644 | S.C.I. S&S single equal junctions with access door 100x100x100 mm | each | 495 | 495
3645 | S.C.I. S&S single equal junctions with access door 75x75x75 mm | each | 373 | 373
3650 | S.C.I. S&S double equal junctions 100x100x100x100 mm | each | 620 | 620
3651 | S.C.I. S&S double equal junctions 75x75x75x75 mm |  | 462 | 462
3654 | S.C.I. S&S double equal junctions with access door 100x100x100x100 mm | each | 615 | 615
3655 | S.C.I. S&S double equal junctions with access door 75x75x75x75 mm | each | 480 | 480
3660 | S.C.I. S&S single unequal junctions 100x100x75 mm | each | 570 | 570
3664 | S.C.I. S&S single unequal junctions with access door 100x100x75 mm | each | 640 | 640
3670 | S.C.I. S&S double unequal junctions 100x100x75x75 mm | each | 800 | 800
3674 | S.C.I. S&S double unequal junctions with access door 100x100x75x75 mm | each | 850 | 850
3681 | S.C.I. S&S single equal invert branch of required degree 100x100x100 mm dia | each | 425 | 425
3682 | S.C.I. S&S single equal invert branch of required degree 75x75x75mm dia | each | 323 | 323
3685 | S.C.I. S&S double equal invert branch of required degree
| 100x100x 100x100 mm dia | each | 530 | 530
3686 | S.C.I. S&S double equal invert branch of required degree 75x75x
| 75x75 mm dia | each | 425 | 425
3690 | S.C.I. S&S single unequal invert branch of required degree 100x
| 100x75 mm dia | each | 545 | 545
3695 | S.C.I. S&S double unequal invert branch of required degree 100x
| 100x75x75 mm dia | each | 725 | 725
3699 | S.C.I. S&S, 75 mm offset for 75 mm dia pipe | each | 225 | 225
3707 | S.C.I. S&S, 150 mm offset for 75 mm dia pipe | each | 285 | 285
3708 | S.C.I. S&S, 150 mm offset for 100 mm dia pipe | each | 390 | 390
3712 | S.C.I. S&S, 114 mm offset for 75 mm dia pipe | each | 300 | 300
3713 | S.C.I. S&S, 114 mm offset for 100 mm dia pipe | each | 383 | 383
3716 | S.C.I. S&S, 152 mm offset for 75 mm dia pipe | each | 358 | 358
3717 | S.C.I. S&S, 152 mm offset for 100 mm dia pipe | each | 465 | 465
3728 | S.C.I. S&S door pieces 100 mm dia | each | 400 | 400
3729 | S.C.I. S&S door pieces 75 mm dia | each | 295 | 295
3733 | S.C.I. S&S, Slotted Cowl (Terminal Guard) 100 mm | each | 350 | 350
3734 | S.C.I. S&S, Slotted Cowl (Terminal Guard) 75 mm | each | 300 | 300
3738 | S.C.I. S&S, collars 100 mm | each | 250 | 250
3739 | S.C.I. S&S, collars 75 mm | each | 170 | 170
3746 | S.C.I. S&S, 75 mm offset for 75 mm dia pipe | each | 218 | 218
3747 | S.C.I. S&S, 75 mm offset for 100 mm dia pipe | each | 363 | 363
3749 | Vitreous china toilet paper holder of standard size | each | 150 | 150
3860 | 560 mm dia cover with frame (Heavy duty) | each | 9000 | 9000
3861 | 560 mm dia cover without frame (Heavy duty) | each | 5000 | 5000
4001 | Stainless steel (Grade-304)hollow section round/square tubes | kg | 350 | 350
4002 | Stainless steel bolts/square bar and plates | kg | 130 | 130
4006 | Pressed steel door frames (mild steel sheet 1.60 mm) Profile "B" | metre | 220 | 220
4007 | Pressed steel door frames (mild steel sheet 1.60 mm) Profile "C" | metre | 240 | 240
4008 | Pressed steel door frames (mild steel sheet 1.60 mm) Profile "E" | metre | 270 | 270
4009 | Mild steel tubes hot finished welded type | kilogram | 52 | 52
4010 | Mild steel tubes hot finished seamless type | kilogram | 65 | 65
4011 | Mild steel tubes electric resistant or induction butt welded | kilogram | 70 | 70
4012 | Circular C.I. Box for ceiling fan | each | 60 | 60
4013 | Pulley 40 mm dia | each | 30 | 30
4201 | Aluminium primer | litre | 100 | 100
4202 | Red oxide Zinc chromate primer | litre | 70 | 70
4203 | Copper acetate | kilogram | 300 | 300
4204 | Hydrochloric acid | kilogram | 35 | 35
4205 | Copper chloride | kilogram | 300 | 300
4206 | Copper nitrate | kilogram | 220 | 220
4207 | Ammonium chloride | kilogram | 20 | 20
5001 | Mobil oil | litre | 200 | 200
6001 | White marble slab Makrana second quality plain veined 18 mm thick | sqm | 1870 | 1870
6007 | Pink marble slab plain 18 mm thick | sqm | 645 | 645
6010 | Udaypur green marble slab plain 18 mm thick | sqm | 690 | 690
6019 | Black Zebra marble slab plain 18 mm thick | sqm | 500 | 500
6501 | Sand zone V (Jamuna) | cum | 550 | 550
7001 | Brass 100mm mortice latch and lock with 6 levers without pair of
| handles | each | 260 | 260
7003 | Pair of Anodised Aluminium lever handles for 100 mm mortice
| latch and lock | each | 315 | 315
7004 | Vitreous china flat back wash basin 450x300 mm | each | 650 | 650
7005 | Vitreous china 10 litres low level cistern without fittings | each | 1000 | 1000
7006 | Vitreous china 10 litres low level cistern with fittings | each | 1700 | 1700
7008 | F.P.S. (non modular) clay fly ash bricks class designation 7.5 | 1000 Nos | 4600 | 4600
7009 | 12.5 mm thick tapered edge gypsum plain borad | sqm | 200 | 200
7010 | Galvanised Steel celling section (size 80x26x0.50 mm) | metre | 39 | 39
7011 | Galvanised Steel perimetre Channel (Size 20x27x30x0.50 mm) | metre | 27 | 27
7012 | Galvanised Steel intermediate Channel (Size 15x45x15x0.90 mm) | metre | 42 | 42
7013 | Galvanised Steel angle hanger (Celling angle) (Size 25x10x0.50 mm) | metre | 19 | 19
7014 | Galvanised Steel connecting clips (2.64 mm dia and 230 mm long
| GI wire) | each | 6.2 | 6.2
7015 | Galvanised Steel soffit cleat (Size 27x37x25x0.60 mm) | each | 4 | 4
7016 | Joint filler | kilogram | 22 | 22
7017 | Joint finisher | kilogram | 24 | 24
7018 | Joint tape roll | roll | 145 | 145
7019 | Dash fastener / Chemical fastner | each | 15 | 15
7020 | All drive screws ( for gypsum board) | 100 Nos | 60 | 60
7021 | Primer ( for gypsum board) | litre | 85 | 85
7022 | Chlorpyriphos 20% E.C. / Lindane 20% E.C. | litre | 230 | 230
7023 | Chromium plated brackets ( curtain rods) | each | 7 | 7
7024 | Acid Proof cement | tonne | 8150 | 8150
7027 | M.S. Butt hinges 125x90x4 mm | 10 Nos | 110 | 110
7028 | 12.5 mm thick Fully Perforated gypsum board | sqm | 927 | 927
7029 | Galvanised wire mesh of average width of aperture 1.4 mm and
| nominal dia of wire 0.63 mm | sqm | 250 | 250
7030 | 12.5 mm thick tapered edge gypsum fire resistant board | sqm | 237 | 237
7031 | 12.5 mm thick tapered edge gypsum moisture resistant board | sqm | 271 | 271
7032 | Frosted glass sheet of nominal thickness 4 mm (weighing not
| less than 10 kg/sqm) | sqm | 335 | 335
7033 | Nickel plated M.S. pipe 25 mm dia | metre | 80 | 80
7034 | Nickel plated M.S. pipe 20 mm dia | metre | 70 | 70
7035 | Nickel plated M.S. Brackets for curtain rod 20 mm | each | 7 | 7
7036 | Nickel plated M.S - Brackets for curtain rod 25 mm | each | 8 | 8
7040 | Oxidised mild steel screws 35 mm | 100 Nos | 50 | 50
7042 | Mild steel conduit pipe (heavy type) ISI marked-20 mm dia | metre | 60 | 60
7043 | Mild steel conduit pipe (heavy type) ISI marked-25 mm dia | metre | 70 | 70
7044 | Rolling shutters of 80x0.90 mm laths | sqm | 1200 | 1200
7045 | Rolling shutters of 80x1.2 mm laths | sqm | 1400 | 1400
7046 | Top cover of Rolling shutters 0.90 mm thick | metre | 320 | 320
7047 | Top cover of Rolling shutters 1.20 mm thick | metre | 500 | 500
7048 | Rawl plug 50 mm (designation 10 nos) | each | 10 | 10
7049 | Teak wood lipping of size 25x3 mm in pelmets | metre | 22 | 22
7050 | PU Primer | sqm | 41 | 41
7051 | 40 mm (average) PU spray having 40-45 kg/m3 density | sqm | 421 | 421
7052 | GI wire netting 3/4" x 24 G | sqm | 27 | 27
7053 | 400 G polythene sheet | sqm | 15 | 15
7055 | Flat pressed 3 layer and graded particle board (medium density)
| Grade 1 conforming to IS : 3087 - 18 mm thick | sqm | 420 | 420
7056 | Aluminium tee channel (heavy duty) with rollers and stop end | metre | 50 | 50
7059 | Aluminium hanging floor door stopper with twin rubber & stopper | each | 65 | 65
7060 | Hydraulic door closer tubular type Aluminium section body | each | 970 | 970
7063 | Oxidised M.S.casement stay (straight peg type) 300 mm not less
| than 0.33 kg | each | 22 | 22
7064 | Oxidised M.S.casement stay (straight peg type) 250 mm not less
| than 0.28 kg | each | 20 | 20
7065 | Oxidised M.S. casement stay (straight peg type) 200 mm not
| less than 0.24 kg | each | 18 | 18
7068 | Extra for providing grilled rolling shutters with 8 mm dia M.S. rod | sqm | 270 | 270
7070 | Chequered precast cement concrete tiles 22 mm thick using
| marble chips of size 6mm - Light shade using white cement | sqm | 470 | 470
7071 | White marble Raj Nagar plain 18 mm thick upto 0.50 sqm area | sqm | 600 | 600
7072 | Wall mounted water closet | each | 6000 | 6000
7073 | Adjustable Vetrious China Cistern with fittings | each | 3000 | 3000
7074 | White Vetrious China Waterless Urinal | each | 15000 | 15000
7075 | Cistern with fittings for Waterless Urinal | each | 4000 | 4000
7076 | White Vetrious Urinal | each | 14000 | 14000
7077 | Acid and alkali resistant tiles 300x300 mm size, 10 mm thick | 10 Nos | 570 | 570
7087 | S.C.I. Tee 150 mm | each | 600 | 600
7090 | Expanded polystyrene type N- Normal | sqm | 130 | 130
7091 | Expanded polystyrene type - SE | sqm | 155 | 155
7095 | Stainless steel kitchen sink - with drain board bowl depth 250 mm | each | 5185 | 5185
7096 | Stainless steel kitchen sink - with drain board 510 x 1040 mm
| bowl depth 225 mm | each | 4950 | 4950
7097 | Stainless steel kitchen sink - with drain board 510 x 1040 mm
| bowl depth 200 mm | each | 4250 | 4250
7098 | Stainless steel kitchen sink - with drain board 510x1040 mm bowl
| depth 178 mm | each | 3000 | 3000
7101 | Stainless steel kitchen sink - without drain board 610x510 mm
| bowl depth 200 mm | each | 3150 | 3150
7102 | Stainless steel kitchen sink - without drain board 610x460 mm
| bowl depth 200 mm | each | 2845 | 2845
7103 | Stainless steel kitchen sink - without drain board 470x420 mm
| bowl depth 178 mm | each | 2120 | 2120
7104 | Coloured Orissa pattern W.C. pan 580x440 mm | each | 1320 | 1320
7105 | Coloured Pedestal type W.C. pan 580x440 mm (European type) | each | 1150 | 1150
7106 | Coloured Vitreous china 10 lit. low level cistern | each | 1720 | 1720
7107 | Coloured (other than black) solid P.V.C. seat in European W.C. pan | each | 550 | 550
7112 | Circular shape 450 mm dia Mirror with Plastic moulded frame | each | 450 | 450
7113 | Rectangular shape 453x357 mm Mirror with Plastic moulded frame | each | 300 | 300
7114 | Oval shape 450x350 mm (outer dimensions) Mirror with Plastic
| moulded frame | each | 350 | 350
7115 | Rectangular shape 1500x450 mm Mirror with Plastic moulded frame | each | 700 | 700
7116 | Hard board 6 mm thick | sqm | 175 | 175
7117 | Semi Rigid PVC waste pipe for sink and wash basin 32 mm dia
| with length not less than 700 mm i/c PVC waste fittings | each | 30 | 30
7118 | Semi Rigid PVC waste pipe for sink and wash basin 40 mm dia
| with length not less than 700 mm i/c PVC waste fittings | each | 35 | 35
7119 | Flexible (coil shaped) PVC waste pipe for sink and washbasin 32
| mm dia with length not less than 700 mm i/c PVC waste fittings | each | 28 | 28
7120 | Flexible (coil shaped) PVC waste pipe for sink and wash basin 40
| mm dia with length not less than 700 mm i/c PVC waste fittings | each | 30 | 30
7123 | Coloured High density polyethylene / poly propylene 10 lit. (full
| flush) capacity controlled low level flushing cistern with fittings | each | 685 | 685
7126 | White Vitreous china 10 litre (full flush) capacity controlled low
| level flushing cistern with all fittings | each | 975 | 975
7127 | Coloured Vitreous china 10 litre (full flush) capacity controlled low
| level flushing cistern with all fittings | each | 1500 | 1500
7128 | S.W. intercepting trap 100 mm dia | each | 190 | 190
7129 | S.W. intercepting trap 150 mm dia | each | 250 | 250
7130 | Rectangular shape 600x450 mm precast R.C.C. manhole cover
| with frame - L.D. - 25 | each | 750 | 750
7131 | Square shape 450x450 mm precast R.C.C. manhole cover with
| frame - L.D. - 25 | each | 650 | 650
7132 | Circular shape 450 mm dia precast R.C.C. manhole cover with
| frame - L.D. - 25 | each | 600 | 600
7133 | Rectangular shape 500x500 mm precast R.C.C. manhole cover
| with frame - M.D. - 10 | each | 700 | 700
7134 | Circular shape 500 mm dia precast R.C.C. manhole cover with
| frame -M.D.-10 | each | 660 | 660
7135 | Circular shape 560 mm dia precast R.C.C. manhole cover with
| frame - H.D. - 20 | each | 1100 | 1100
7136 | Circular shape 560 mm dia precast R.C.C. manhole cover with
| frame - E.H.D. - 35 | each | 1225 | 1225
7137 | Factory made 35 mm thick shutters with laminated veneer lumber
styles & rails as per TADS 15:1995 and panels of 12 mm thick
plain type-I, medium density flat pressed three layer, graded particle
board (FPT-I) as per IS:3087 bonded with BWP type synthetic
| resin adhesive, as per IS:848 | sqm | 1850 | 1850
7139 | Factory made 35 mm thick shutters with laminated veneer lumber
styles & rails as per TADS 15:1995 and panels of 12 mm thick
both sides prelaminated type-I, medium density flat pressed three
layer, graded particle board (FPT-I) as per IS:3087 bonded with
| BWP type synthetic resin adhesive, as per IS:848 | sqm | 2030 | 2030
7143 | Factory made 35 mm thick shutters with laminated veneer lumber
styles & rails as per TADS 15:1995 and panels of 12 mm thick
one side prelaminated type-I, and other side balancing lamination,
medium density flat pressed three layer, graded particle board
(FPT-I) as per IS:3087 bonded with BWP type synthetic resin
| adhesive, as per IS:848 | sqm | 1950 | 1950
7151 | Factory made 30 mm thick shutters with laminated veneer lumber
styles & rails as per TADS 15:1995 and panels of sheet glass
| using 10 kg/ sqm glass panes | sqm | 1650 | 1650
7154 | Factory made 35 mm thick shutters with laminated veneer lumber
styles & rails as per TADS 15:1995 and panels of galvanised wire
gauge with average width of aperture 1.4 mm in both directions
| with wire of dia 0.63 mm | sqm | 1630 | 1630
7155 | Factory made 30 mm thick shutters with laminated veneer lumber
styles &rails as per TADS 15:1995 and panels of galvanised wire
gauge with average width of aperture 1.4 mm in both directions
| with wire of dia 0.63 mm | sqm | 1450 | 1450
7157 | Laminated veneer lumber confirming to TADS 15:1995 manufa-
| ctured in factory in frames of doors, windows | 10 cudm | 710 | 710
7178 | Chemical ASTMC-type I | kg | 110 | 110
7181 | C.I. pile shoe | kilogram | 50 | 50
7182 | M.S. clamps for pile shoe | kilogram | 45 | 45
7183 | Bentonite | tonne | 3100 | 3100
7184 | Oxidised M.S. safety chain (weighing not less than 450 gms) for door | each | 60 | 60
7187 | C.I. grating 150 mm dia, weighing not less than 440 gm | each | 25 | 25
7188 | uPVC pipes (working pressure 4 kg / cm2 ) Single socketed pipe
| 75 mm dia | metre | 100 | 100
7189 | uPVC pipes (working pressure 4 kg / cm2 ) Single socketed pipe
| 110 mm dia | metre | 150 | 150
7190 | uPVC pipes (working pressure 4 kg / cm2 ) Rubber (Seal) Ring
| 75 mm dia | each | 16 | 16
7191 | uPVC pipes (working pressure 4 kg / cm2 ) Rubber (Seal) Ring
| 110 mm dia | each | 20 | 20
7192 | uPVC coupler for UPVC drainage pipes 75 mm | each | 34 | 34
7193 | uPVC coupler for UPVC drainage pipes 110 mm | each | 52 | 52
7194 | uPVC pushfit coupler (single) 75 mm thick | each | 50 | 50
7195 | uPVC pushfit coupler (single) 110 mm thick | each | 81 | 81
7196 | uPVC single equal Tee (without door) 75x75x75 mm | each | 95 | 95
7197 | uPVC single equal Tee (without door) 110x110x110 mm | each | 128 | 128
7198 | uPVC single equal Tee (with door) 75x75x75 mm | each | 115 | 115
7199 | uPVC single equal Tee (with door) 110x110x110 mm | each | 180 | 180
7208 | UPVC bend 87.5° 75 mm bend | each | 56 | 56
7209 | UPVC bend 87.5° 110 mm bend | each | 95 | 95
7212 | UPVC plain shoe 75 mm bend | each | 107 | 107
7213 | UPVC plain shoe 110 mm bend | each | 207 | 207
7214 | UPVC pipe clip 75 mm bend | each | 16 | 16
7215 | UPVC pipe clip 110 mm bend | each | 31 | 31
7231 | Resin Bonded Glass wool 16 kg/ m3: 50 mm thick | sqm | 145 | 145
7232 | Resin Bonded Glass wool 24 kg/ m3: 50 mm thick | sqm | 204 | 204
7233 | Fibre glass tissue reinforcement Type II Grade I | sqm | 72 | 72
7236 | Precast chequered cement tiles 22 mm thick Dark shade using
| ordinary cement | sqm | 230 | 230
7237 | Precast chequered cement tiles 22 mm thick medium shade using
| 50% white cement 50% ordinary cement | sqm | 370 | 370
7238 | High Albedo paint | kg | 246 | 246
7239 | Epoxy paint | litre | 250 | 250
7240 | Fire retardant paint | litre | 260 | 260
7241 | Melamine polish | litre | 300 | 300
7244 | Table rubbed polished stone 18 mm thick (75x50cm) Agaria Marble
| stone - 18 mm thick | sqm | 1750 | 1750
7245 | Table rubbed polished stone 18mm thick (75x50cm) Granite stone-
| 18 mm thick | sqm | 1800 | 1800
7246 | Vertical load testing (initial) of piles in accordance with IS : 2911
(Part-IV) including installation of loading platform and preparation
of pile head or construction of test cap and dismantling of test
cap after test etc. complete as per specification and up to 50
| tonne capacity pile | per test | 33200 | 33200
7247 | Vertical load testing (initial) of piles in accordance with IS : 2911
(Part-IV) including installation of loading platform and preparation
of pile head or construction of test cap and dismantling of test
cap after test etc. complete as per specification & above 50 tonne
| and up to 100 tonne | per test | 40300 | 40300
7248 | Vertical load testing (initial) of piles in accordance with IS : 2911
(Part-IV) including installation of loading platform and preparation
of pile head or construction of test cap and dismantling of test
cap after test etc. complete as per specification & group of two or
| more up to 50 tonne | per test | 48500 | 48500
7249 | Cyclic vertical load testing of piles in accordance with IS : 2911
(Part-IV) including preparation of pile head etc. for Single pile up
| to 50 tonne capacity | per test | 15000 | 15000
7250 | Cyclic vertical load testing of piles in accordance with IS : 2911
(Part- IV) including preparation of pile head etc. for Single pile
| above 50 tonne capacity pile and up to 100 tonne capacity pile | per test | 23000 | 23000
7251 | Cyclic vertical load testing of piles in accordance with IS : 2911
(Part- IV) including preparation of pile head etc. for Group of two
| piles up to 50 tonne capacity each | per test | 29500 | 29500
7252 | Lateral load testing of single pile in accordance with IS : 2911 part
-IV for determining safe allowable lateral load on pile up to 50
| tonne capacity | per test | 15000 | 15000
7253 | Lateral load testing of single pile in accordance with IS : 2911 part
-IV for determining safe allowable lateral load on pile above 50
| tonne capacity | per test | 23600 | 23600
7254 | Hardening compound | litre | 40 | 40
7255 | Road marking paint (spirit based) | litre | 165 | 165
7256 | Superior quality road marking paint ( water based ) | litre | 190 | 190
7257 | C.P. Brass bibcock 15 mm | each | 450 | 450
7258 | C.P. Brass long nose bibcock 15 mm | each | 750 | 750
7259 | C.P. Brass long body bibcock 15 mm | each | 750 | 750
7260 | C.P. Brass stop cock (concealed) 15 mm | each | 800 | 800
7261 | C.P. Brass angle valve 15 mm | each | 550 | 550
7266 | Pressed clay tiles 20mm thick 250x250 mm size | 1000 Nos | 12150 | 12150
7267 | Plain ceiling tiles (BWP type phenol formaldehyde synthetic resin
| bonded) (600x600x12 mm) | each | 120 | 120
7268 | Semi perforated ceiling tiles (600x600x12 mm) | each | 120 | 120
7269 | 25 mm thick particle board | sqm | 480 | 480
7270 | 30 mm thick prelaminated flush door shutter | sqm | 850 | 850
7271 | IInd class teak wood lipping 25 mm wide x 12 mm thick | metre | 40 | 40
7272 | 25 mm thick melamine faced prelaminated three layer particle board | sqm | 940 | 940
7273 | Resin Bonded Rockwool 48 kg/m3 | sqm | 211 | 211
7280 | Waste plastic additive | tonne | 40000 | 40000
7281 | Chemical ASTMC-type II | kg | 170 | 170
7295 | Granite of any colour, 18 mm thick (slab area upto 0.50 sqm) | sqm | 2100 | 2100
7296 | Granite of any colour, 30 mm thick (slab area upto 0.50 sqm) | sqm | 2570 | 2570
7297 | Granite of any colour, 18 mm thick (slab area above 0.50 sqm) | sqm | 2240 | 2240
7306 | Aluminium T or L sections | kilogram | 200 | 200
7307 | For flush door shutters Extra for providing teak veneering on one
| side instead of commercial veneering | sqm | 340 | 340
7309 | Paving Asphalt of grade VG-30 of approved quality | tonne | 51500 | 51500
7312 | Expandable fastener with plastic sleeve and M.S. screws :
| 25 mm long | each | 10 | 10
7313 | Expandable fastener with plastic sleeve and M.S. screws :
| 32 mm long | each | 11 | 11
7314 | Expandable fastener with plastic sleeve and M.S. screws :
| 40 mm long | each | 14 | 14
7315 | Expandable fastener with plastic sleeve and M.S. screws.
| 50 mm long | each | 15 | 15
7318 | Plasticizer / super plasticizer | kilogram | 38 | 38
7319 | Wall form panel 1250x500 mm | each | 1050 | 1050
7320 | Tie bolt 12 mm dia 100 mm length | each | 50 | 50
7321 | Tie bolt 12 mm dia 150 mm length | each | 60 | 60
7322 | Tie bolt 20 mm dia 150 mm length | each | 75 | 75
7323 | Tie bolt 20 mm dia 225 mm length | each | 90 | 90
7324 | Spring coil 12 mm | each | 16 | 16
7325 | Plastic cone 12 mm dia | each | 18 | 18
7326 | Corner angle 45x45x5 mm 1.50 m long | each | 300 | 300
7327 | 100 mm channel shoulder 2.5 m long | each | 1160 | 1160
7328 | Double clip ( bridge clip) | each | 97 | 97
7329 | Single clip | each | 77 | 77
7330 | M.S. tube 40 mm dia | metre | 280 | 280
7331 | Wall form panel 1250x450 mm | each | 1040 | 1040
7332 | Corner angle 45x45x5 mm 2.50 m long | each | 340 | 340
7333 | Column clamp 450x1070 mm | each | 1220 | 1220
7334 | Prop 2 m ( 2-3.5 m) | each | 830 | 830
7335 | Binding wire | kilogram | 53 | 53
7338 | Gun metal cramp | kilogram | 330 | 330
7339 | Stainless steel cramp | kilogram | 340 | 340
7340 | Stainless steel pin. | kg | 190 | 190
7342 | Adjustable span ESO+SI (2.35-3.40) | each | 1900 | 1900
7343 | Adjustable telescopic prop 3 m (2.02-3.75 m) | each | 1200 | 1200
7344 | Beam clamp 300-380 mm (450-1070 mm) | each set | 422 | 422
7345 | Prop 4 m | each | 1170 | 1170
7346 | Double coupler | each | 55 | 55
7347 | Cadmium plated full threaded steel screws (30x4 mm dia) | 100 Nos | 28 | 28
7348 | Aluminium washer 2 mm thick 15 mm dia | 100 nos | 10 | 10
7349 | 12 mm M.S. 'U' beading | metre | 15 | 15
7354 | Plastic encapsulated M.S. foot rest 30x20x15 cm | each | 115 | 115
7358 | Flushing Cistern P.V.C. 10 litre capacity ( low level ) (White) ( with
| fittings, accessories and flush pipe) | each | 640 | 640
7359 | P.V.C. automatic flushing cistern 5 litre capacity | each | 490 | 490
7361 | P.V.C. automatic flushing cistern 10 litre capacity | each | 790 | 790
7363 | 15 mm C.P. brass tap with elbow operation lever | each | 700 | 700
7364 | White glazed fire clay draining board 600x450x25 mm | each | 550 | 550
7366 | Glass reinforced Gypsum ( GRG) board 12.5 mm thick | sqm | 240 | 240
7367 | Galvanised M.S. sheet 0.5 mm thick pressed channel section of
| size 50x32 mm | metre | 60 | 60
7369 | Galvanised M.S. sheet 0.50 mm thick pressed stud : 48x34x36 mm | metre | 75 | 75
7375 | G.I. flush pipe and C.P. brass spreader including C.P. connecting
| pipe Single lipped urinal | each | 465 | 465
7376 | G.I. flush pipe and C.P. brass spreader including C.P. connecting
| pipe Range of two lipped urinals | each | 1050 | 1050
7377 | G.I. flush pipe and C.P. brass spreader including C.P. connecting
| pipe Range of three lipped urinals | each | 1250 | 1250
7378 | G.I. flush pipe and C.P. brass spreader including C.P.connecting
| pipe Range of four lipped urinals | each | 1900 | 1900
7379 | White vitreous china clay half stall urinal flat back 580x380x350
mm or angle back 450x375x350 mm with waste fittings as per IS:
2556 |  | each | 1600 | 1600
7380 | Precast R.C.C. grating with frame 500x450 mm horizontal grating | each | 650 | 650
7381 | Precast R.C.C. grating with frame 450x100 mm vertical grating | each | 325 | 325
7382 | Bitumen emulsion rapid setting (R.S.) confirming to IS : 8887 | tonne | 29800 | 29800
7385 | 3 mm thick translucent white acrylic plastic sheet | sqm | 570 | 570
7386 | 12 mm thick particle board ceiling tile | sqm | 260 | 260
7387 | Spigot for standard jointing | kilogram | 45 | 45
7388 | Dash hold fastener 12.5 mm dia, 50 mm long with 6 mm dia bolt | each | 50 | 50
7389 | Anodising 15 microns on aluminium sections | kilogram | 40 | 40
7390 | Neoprene/EPDM rubber gasket | metre | 25 | 25
7391 | Anodising 25 microns on aluminium sections | kilogram | 50 | 50
7392 | Powder coating 50 microns on aluminium sections | kilogram | 64 | 64
7393 | Polyester powder coating 50 microns on aluminium sections | kilogram | 70 | 70
7394 | Double action hydraulic floor spring with stainless steel cover plate | each | 1785 | 1785
7395 | 6 mm dia G.I. adjustable hangers including clips (up to 1.2 m length) | each | 28 | 28
7396 | Double action hydraulic floor spring with brass cover plate | each | 1700 | 1700
7397 | Base Jack | each | 180 | 180
7398 | Challies | each | 800 | 800
7399 | Cup locks | each | 80 | 80
7400 | 15 mm PTMT bib cock | each | 100 | 100
7401 | 15 mm PTMT bib cock with flange (fancy) | each | 140 | 140
7402 | 15 mm PTMT bib-cock long body with flange | each | 160 | 160
7403 | 15 mm dia PTMT stop cock(male thread) | each | 100 | 100
7405 | 20 mm dia PTMT stop cock | each | 130 | 130
7406 | PTMT pillar cock | each | 160 | 160
7407 | PTMT push cock 15 mm dia | each | 90 | 90
7408 | PTMT push cock 12 mm dia 20 mm BSP | each | 80 | 80
7409 | PTMT grating 100 mm dia | each | 31 | 31
7410 | PTMT Pillar cock (fancy) 15 mm foam flow | each | 225 | 225
7411 | 125 mm grating with waste hole | each | 42 | 42
7412 | Rectangular type with openable circular lid 150 mm size 18 mm
| high with 100 mm dia (110 gm) | each | 122 | 122
7415 | Double acting air valve 50 mm | each | 4000 | 4000
7416 | Double acting air valve 80 mm | each | 5200 | 5200
7417 | Double acting air valve 100 mm | each | 6800 | 6800
7418 | Water meter (including testing charges) 80 mm | each | 2130 | 2130
7419 | Water meter (including testing charges) 100 mm | each | 3300 | 3300
7420 | Water meter (including testing charges) 150 mm | each | 5000 | 5000
7421 | Water meter (including testing charges) 200 mm | each | 5400 | 5400
7422 | Dirt box strainer 80 mm | each | 2810 | 2810
7423 | Dirt box strainer 100 mm | each | 4580 | 4580
7424 | Dirt box strainer 150 mm | each | 5810 | 5810
7425 | Dirt box strainer 200 mm | each | 8250 | 8250
7426 | Cat's eye | each | 180 | 180
7427 | Water stops Serrated with central bulb (225 mm wide, 8-11 mm thick) | metre | 415 | 415
7428 | Water stops Dumb bell with central bulb | metre | 390 | 390
7429 | Kickers | metre | 375 | 375
7430 | Wedge expansion hold fastener 1/4" or 6 mm | each | 14 | 14
7431 | Wedge expansion hold fastener 3/8" or 10 mm | each | 15 | 15
7432 | Wedge expansion hold fastener 1/2" or 12 mm | each | 28 | 28
7439 | 8mm thick (mirror polished tiles machine cut edge) Raj Nagar white | sqm | 500 | 500
7442 | Wheel 75 mm dia. 40 mm wide | each | 65 | 65
7443 | Aluminium single cleat of size 30x32x3 mm | each | 14 | 14
7444 | Aluminium grip strip of size 50x12x2 mm | each | 11 | 11
7445 | 25 mm thick prelaminated flush door shutter both side decorative | sqm | 830 | 830
7449 | Aluminium U beading | kilogram | 220 | 220
7451 | Glass sheet (Pin headed) 4 mm thick | sqm | 300 | 300
7452 | Raj nagar plain white marble (table rubbed and polished) 18 mm
| thick (slab area upto 0.50 sqm) | sqm | 650 | 650
7453 | Raj nagar plain white marble (table rubbed and polished) 18 mm
| thick (slab area more than 0.50 sqm) | sqm | 750 | 750
7466 | Second class deodar teak wood lipping 30 mm wide x 12 mm
thick |  | metre | 30 | 30
7468 | Veneered particle board with commercial veneering on both sides
| 12 mm thick | sqm | 500 | 500
7477 | Prelaminated particle board with one side decorative and other
side balancing lamination, flat pressed 3 layer & graded (medium
density) Grade I, Type II conforming to IS : 12823 (exterior grade)
| 12 mm thick | sqm | 740 | 740
7478 | Prelaminated particle board with one side decorative and other
side balancing lamination, flat pressed 3 layer & graded (medium
density) Grade I, Type II conforming to IS : 12823 (exterior grade)
| 18 mm thick | sqm | 850 | 850
7479 | Prelaminated particle board with one side decorative and other
side balancing lamination, flat pressed 3 layer & graded (medium
density) Grade I, Type II conforming to IS : 12823 (exterior grade)
| 25 mm thick | sqm | 930 | 930
7480 | Pre/aminated particle board with both sides decorative lamination,
flat pressed 3 layer & graded (medium density) Grade I, Type II
| conforming to IS : 12823 (exterior grade) 12 mm thick | sqm | 780 | 780
7485 | Oxidised M. S. hinges finished with nickel plating 50 mm (Over all
| width) | metre | 42 | 42
7486 | Oxidised M. S. hinges finished with nickel plating 65 mm (Over all
| width) | metre | 54 | 54
7491 | PTMT - Waste Coupling 31/32 mm | each | 51 | 51
7492 | PTMT - Waste Coupling 38/40 mm | each | 64 | 64
7493 | PTMT - Bottle Trap 31/32 mm | each | 317 | 317
7494 | PTMT - Bottle Trap 38/40 mm | each | 345 | 345
7495 | PTMT Ball Cock 15mm complete with Epoxy Coated Aluminium
| Rod & H.D. Ball | each | 134 | 134
7496 | PTMT Ball Cock 20mm complete with Epoxy Coated Aluminium
| Rod & H.D. Ball | each | 195 | 195
7497 | PTMT Ball Cock 25mm complete with Epoxy Coated Aluminium
| Rod & H.D. Ball | each | 420 | 420
7498 | PTMT Ball Cock 40mm complete with Epoxy Coated Aluminium
| Rod & H.D. Ball | each | 780 | 780
7499 | PTMT Ball Cock 50mm complete with Epoxy Coated Aluminium
| Rod & H.D. Ball | each | 1150 | 1150
7500 | PTMT Angle Stop cock with Flange 15 mm | each | 130 | 130
7501 | PTMT Swiveling shower 15 mm | each | 87 | 87
7503 | PTMT Liquid Soap Container of 400 ml capacity | each | 145 | 145
7504 | PTMT Towel Ring 215x200x37 mm | each | 116 | 116
7505 | PTMT- Towel Rail (450 mm) | each | 192 | 192
7506 | PTMT - Towel Rail (600 mm) | each | 226 | 226
7507 | PTMT Shelf 450x124x36 mm | each | 258 | 258
7508 | PTMT - Urinal Spreader 15 mm | each | 127 | 127
7509 | PTMT Soap Dish/Holder 138x102x75 mm | each | 120 | 120
7512 | PTMT handle 125x34x24 mm | each | 30 | 30
7513 | PTMT handle 150x34x24 mm | each | 34 | 34
7514 | PTMT butt hinges 75x60x10 mm | each | 42 | 42
7515 | PTMT butt hinges 100x75x10 mm | each | 56 | 56
7516 | PTMT Tower bolt 152x42x18 mm | each | 65 | 65
7517 | PTMT Tower bolt 202x42x18 mm | each | 80 | 80
7518 | PTMT door catcher 72x42 mm | each | 27 | 27
7552 | Coir veneered board 4 mm thick | sqm | 290 | 290
7553 | Coir veneered board 6 mm thick | sqm | 390 | 390
7555 | Coir veneered board 12 mm thick | sqm | 650 | 650
7556 | Coir veneered board 18 mm thick | sqm | 1030 | 1030
7651 | Ductile Iron class K - 9 pipe Conforming to I.S. 8329 100 mm dia | metre | 800 | 800
7652 | Ductile Iron class K - 9 pipe Conforming to I.S. 8329 150 mm dia | metre | 1200 | 1200
7653 | Ductile Iron class K - 9 pipe Conforming to I.S. 8329 200 mm dia | metre | 1650 | 1650
7654 | Ductile Iron class K - 9 pipe Conforming to I.S. 8329 - 250 mm dia | metre | 2300 | 2300
7655 | Ductile Iron class K - 9 pipe Conforming to 1.S. 8329 - 300 mm dia | metre | 2860 | 2860
7656 | Ductile Iron class K - 9 pipe Conforming to I.S. 8329 - 350 mm dia | metre | 3510 | 3510
7657 | Ductile Iron class K - 9 pipe Conforming to 1.S. 8329 - 400 mm dia | metre | 4500 | 4500
7658 | Ductile Iron class K - 9 pipe Conforming to 1.S. 8329 - 450 mm dia | metre | 5200 | 5200
7659 | Ductile Iron class K - 9 pipe Conforming to I.S. 8329 - 500 mm dia | metre | 6580 | 6580
7660 | Ductile Iron class K -9 pipe Conforming to I.S. 8329 - 600 mm dia | metre | 7930 | 7930
7661 | Ductile Iron class K - 9 pipe Conforming to I.S. 8329 - 700 mm dia | metre | 11000 | 11000
7662 | Ductile Iron class K - 9 pipe Conforming to I.S. 8329 - 750 mm dia | metre | 11900 | 11900
7663 | Ductile Iron class K - 9 pipe Conforming to I.S. 8329 - 800 mm dia | metre | 12000 | 12000
7664 | Ductile Iron class K - 9 pipe Conforming to 1.S. 8329 - 900 mm dia | metre | 14500 | 14500
7665 | Ductile Iron class K - 9 pipe Conforming to I.S. 8329 - 1000 mm dia | metre | 16300 | 16300
7666 | Rubber Gaskets Conforming to I.S 5382 of S.B.R quality 100 mm dia | each | 30 | 30
7668 | Rubber Gaskets Conforming to I.S 5382 of S.B.R quality 150 mm dia | each | 38 | 38
7669 | Rubber Gaskets Conforming to 1.S 5382 of S.B.R quality 200 mm dia | each | 66 | 66
7670 | Rubber Gaskets Conforming to I.S 5382 of S.B.R quality 250 mm dia | each | 78 | 78
7671 | Rubber Gaskets Conforming to I.S 5382 of S.B.R quality 300 mm dia | each | 115 | 115
7672 | Rubber Gaskets Conforming to I.S 5382 of S.B.R quality 350 mm dia | each | 132 | 132
7673 | Rubber Gaskets Conforming to I.S 5382 of S.B.R quality 400 mm dia | each | 240 | 240
7674 | Rubber Gaskets Conforming to I.S 5382 of S.B.R quality 450 mm dia | each | 280 | 280
7675 | Rubber Gaskets Conforming to I.S 5382 of S.B.R quality 500 mm dia | each | 305 | 305
7676 | Rubber Gaskets Conforming to I.S 5382 of S.B.R quality 600 mm dia | each | 380 | 380
7677 | Rubber Gaskets Conforming to I.S 5382 of S.B.R quality 700 mm dia | each | 575 | 575
7678 | Rubber Gaskets Conforming to I.S 5382 of S.B.R quality 750 mm dia | each | 690 | 690
7679 | Rubber Gaskets Conforming to I.S 5382 of S.B.R quality 800 mm dia | each | 760 | 760
7680 | Rubber Gaskets Conforming to I.S 5382 of S.B.R quality 900 mm dia | each | 1000 | 1000
7681 | Rubber Gaskets Conforming to I.S 5382 of S.B.R quality 1000 mm dia | each | 1200 | 1200
7682 | Ductile Iron K - 12 specials suitable for push on jointing up to 600
| mm dia | quintal | 13000 | 13000
7683 | Ductile Iron K - 12 specials suitable for push on jointing over 600
| mm dia | quintal | 18000 | 18000
7684 | Ductile Iron specials suitable for mechanical jointing as per I.S.
| 9523 - up to 600 mm dia | quintal | 13700 | 13700
7685 | Ductile Iron Specials suitable for mechanical jointing as per I.S.
| 9523 over 600 mm dia | quintal | 19650 | 19650
7686 | Ductile Iron Pipe Class K-9 flanges and welding 100 mm dia | metre | 2180 | 2180
7687 | Ductile Iron Pipe Class K-9 flanges and welding 150 mm dia | metre | 3500 | 3500
7688 | Ductile Iron Pipe Class K-9 flanges and welding 200 mm dia | metre | 4110 | 4110
7689 | Ductile Iron Pipe Class K-9 flanges and welding 250 mm dia | metre | 3425 | 3425
7690 | Ductile Iron Pipe Class K-9 flanges and welding 300 mm dia | metre | 6960 | 6960
7691 | Ductile Iron Pipe Class K-9 flanges and welding 350 mm dia | metre | 8800 | 8800
7692 | Ductile Iron Pipe Class K-9 flanges and welding 400 mm dia | metre | 10610 | 10610
7693 | Ductile Iron Pipe Class K-9 flanges and welding 450 mm dia | metre | 12900 | 12900
7694 | Ductile Iron Pipe Class K-9 flanges and welding 500 mm dia | metre | 15100 | 15100
7695 | Ductile Iron Pipe Class K-9 flanges and welding 600 mm dia | metre | 20630 | 20630
7696 | Ductile Iron Pipe Class K-9 flanges and welding 700 mm dia | metre | 25600 | 25600
7697 | S&S Centrifugally (Spun) C.I. Pipe class LA 100 mm dia | metre | 900 | 900
7698 | S&S Centrifugally (Spun) C.I. Pipe class LA 125 mm dia | metre | 1120 | 1120
7699 | S&S Centrifugally (Spun) C.I. Pipe class LA 150 mm dia | metre | 1350 | 1350
7700 | S&S Centrifugally (Spun) C.I. Pipe class LA 200 mm dia | metre | 2300 | 2300
7701 | S&S Centrifugally (Spun) C.I. Pipe class LA 250 mm dia | metre | 3000 | 3000
7702 | S&S Centrifugally (Spun) C.I. Pipe class LA 300 mm dia | metre | 4050 | 4050
7703 | S&S Centrifugally (Spun) C.I. Pipe class LA 350 mm dia | metre | 4850 | 4850
7704 | S&S Centrifugally (Spun) C.I. Pipe class LA 400 mm dia | metre | 6400 | 6400
7705 | S&S Centrifugally (Spun) C.I. Pipe class LA 450 mm dia | metre | 7750 | 7750
7706 | S&S Centrifugally (Spun) C.I. Pipe class LA 500 mm dia | metre | 9000 | 9000
7707 | S&S Centrifugally (Spun) C.I. Pipe class LA 600 mm dia | metre | 12595 | 12595
7708 | S&S Centrifugally (Spun) C.I. Pipe Specials as per IS 1538 suitable
| for lead jointing up to 300 mm dia | quintal | 5450 | 5450
7709 | S&S Centrifugally (Spun) C.I. Pipe Specials as per IS 1538 suitable
| for lead jointing over 300 mm dia | quintal | 8200 | 8200
7710 | S&S Centrifugally (Spun) C.I. Pipe specials suitable for mechanical
| joint as per I.S. 13382 up to 300 mm dia | quintal | 9000 | 9000
7711 | S&S Centrifugally (Spun) C.I. Pipe Specials suitable for mechanical
| joint as per I.S. 13382 over 300 mm dia | quintal | 9500 | 9500
7712 | Screwed double flanged centrifugally cast (spun) C.I. Pipe of Class
| B conforming to I.S. 1536, - 100 mm dia | metre | 1375 | 1375
7713 | Screwed double flanged centrifugally cast (spun) C.I. Pipe of Class
| B conforming to I.S. 1536, - 150 mm dia | metre | 2150 | 2150
7714 | Screwed double flanged centrifugally cast (spun) C.I. Pipe of Class
| B conforming to I.S. 1536, - 200 mm dia | metre | 3400 | 3400
7715 | Screwed double flanged centrifugally cast (spun) C.I. Pipe of Class
| B conforming to I.S. 1536, - 250 mm dia | metre | 4100 | 4100
7716 | Screwed double flanged centrifugally cast (spun) C.I. Pipe of Class
| B conforming to I.S. 1536, - 300 mm dia | metre | 5240 | 5240
7717 | Screwed double flanged centrifugally cast (spun) C.I. Pipe of Class
| B conforming to I.S. 1536, - 350 mm dia | metre | 6600 | 6600
7718 | Screwed double flanged centrifugally cast (spun) C.I. Pipe of Class
| B conforming to I.S. 1536, - 400 mm dia | metre | 8550 | 8550
7719 | Screwed double flanged centrifugally cast (spun) C.I. Pipe of Class
| B conforming to I.S. 1536, - 450 mm dia | metre | 10900 | 10900
7720 | Screwed double flanged centrifugally cast (spun) C./. Pipe of Class
| B conforming to I.S. 1536, - 500 mm dia | metre | 13560 | 13560
7721 | Screwed double flanged centrifugally cast (spun) C.I. Pipe of Class
| B conforming to I.S. 1536, - 600 mm dia | metre | 18800 | 18800
7722 | Ductile Iron Class K- 7 pipe conforming to I.S. 8329 - 100 mm dia | metre | 775 | 775
7723 | Ductile Iron Class K- 7 pipe conforming to I.S. 8329 - 150 mm dia | metre | 1120 | 1120
7724 | Ductile Iron Class K- 7 pipe conforming to I.S. 8329 - 200 mm dia | metre | 1550 | 1550
7725 | Ductile Iron Class K- 7 pipe conforming to I.S. 8329 - 250 mm dia | metre | 2100 | 2100
7726 | Ductile Iron Class K- 7 pipe conforming to I.S. 8329 - 300 mm dia | metre | 2900 | 2900
7727 | Ductile Iron Class K- 7 pipe conforming to I.S. 8329 - 350 mm dia | metre | 3445 | 3445
7728 | Ductile Iron Class K- 7 pipe conforming to I.S. 8329 - 400 mm dia | metre | 4015 | 4015
7729 | Ductile Iron Class K- 7 pipe conforming to I.S. 8329 - 450 mm dia | metre | 4852 | 4852
7730 | Ductile Iron Class K- 7 pipe conforming to I.S. 8329 - 500 mm dia | metre | 5735 | 5735
7731 | Ductile Iron Class K- 7 pipe conforming to I.S. 8329 - 600 mm dia | metre | 7480 | 7480
7732 | Ductile Iron Class K- 7 pipe conforming to I.S. 8329 - 700 mm dia | metre | 9613 | 9613
7733 | Ductile Iron Class K- 7 pipe conforming to I.S. 8329 - 800 mm dia | metre | 12100 | 12100
7734 | Ductile Iron Class K- 7 pipe conforming to I.S. 8329 - 900 mm dia | metre | 16070 | 16070
7735 | Ductile Iron Class K- 7 pipe conforming to I.S. 8329 - 1000 mm dia | metre | 17032 | 17032
7736 | Extruded burnt flyash clay sewer bricks conforming to I.S 4885 | 1000 Nos | 5400 | 5400
7737 | Fly ash lime bricks (FALG Bricks) conforming to I.S. 12894 | 1000 Nos | 4700 | 4700
7738 | Calcium Silicate Bricks machine moulded conforming to I.S. 4139 | 1000 Nos | 5000 | 5000
7739 | Modified Bitumen Refinery produced CRMB - 55 | tonne | 40900 | 40900
7741 | Modified Bitumen Refinery produced CRMB - 60 | tonne | 40800 | 40800
7742 | Bitumen emulsion medium setting (M.S.) confirming to IS : 8887 | tonne | 30000 | 30000
7743 | M.S. pipe 150 mm dia casing pipe | metre | 1060 | 1060
7744 | M.S. pipe 200 mm dia casing pipe | metre | 1300 | 1300
7745 | PVC blind pipe 150 mm dia as per IS: 12818 | metre | 500 | 500
7746 | PVC blind pipe 200 mm dia as per IS: 12818 | metre | 750 | 750
7747 | M.S. cap 150 mm dia | each | 160 | 160
7748 | M.S. cap 200 mm dia | each | 200 | 200
7749 | M.S bail plug 150 mm dia | each | 200 | 200
7750 | M.S bail plug 200 mm dia | each | 220 | 220
7751 | PVC slotted pipe 150 mm dia as per IS: 12818 | metre | 450 | 450
7752 | PVC slotted pipe 200 mm dia as per IS: 12818 | metre | 700 | 700
7753 | Boulder 50 mm to 200 mm | cum | 350 | 350
7754 | Gravel 5 mm to 10 mm | cum | 700 | 700
7755 | Gravel 1.5 mm to 2 mm | cum | 650 | 650
7756 | Gravel 3 mm to 6 mm | cum | 680 | 680
7757 | M.S. pipe 100 mm dia casing pipe | metre | 770 | 770
7758 | uPVC blind pipe 100 mm dia as per IS: 12818 | metre | 360 | 360
7759 | uPVC slotted pipe 100 mm dia as per IS: 12818 | metre | 380 | 380
7760 | M.S. cap 100 mm dia | each | 130 | 130
7761 | M.S. bail plug 100 mm dia | each | 160 | 160
7762 | Precast R.C.C. perforated slab | each | 800 | 800
7763 | Water supply tanker of 5000 litre capacity | each | 800 | 800
7764 | M.S. socket 100 mm dia | each | 180 | 180
7765 | M.S. socket 150 mm dia | each | 220 | 220
7766 | M.S. socket 200 mm dia | each | 280 | 280
7767 | Stone cleaning chemical approved by ASI | litre | 165 | 165
7768 | Water repallent chemical approved by ASI | litre | 1587 | 1587
7769 | Stone surface strengthening chemical approved by ASI | litre | 1020 | 1020
7770 | Turpentine oil | litre | 68 | 68
7771 | Liquid Amonia 5% | litre | 161 | 161
7772 | Pea Gravel | cum | 750 | 750
7773 | Coloured inter locking C.C. paver Block | sqm | 500 | 500
7774 | Stone size 10x10x7.50cm | each | 9 | 9
7775 | Sodium pentachlorophenate | kilogram | 630 | 630
7800 | Ceramic Glazed Tiles 1st quality minimum thickness 5mm in all
| colours shades and designs except burgundy, bottle green, black | sqm | 310 | 310
7801 | Ceramic Glazed Tiles 1st quality 300 x 300 mm in all shades and
| designs of White, Ivory, grey, Fume Red brown etc. | sqm | 375 | 375
7802 | Ceramic Glazed Tiles 1st quality 300 x 300 in all shades designs
| except White, Ivory, Grey, Fume Red Brown etc. | sqm | 390 | 390
7803 | Rectified Ceramic Glazed Tiles 1st quality 300 x 300 mm or more
| in all shades designs White, Ivory, Grey, Fume Red Brown etc. | sqm | 515 | 515
7804 | Rectified Ceramic Glazed Tiles 1st quality 300 x 300 mm or more
| in all shades designs except White, Ivory, Grey, Fume Red Brown etc. | sqm | 545 | 545
7805 | Salem Stainless steel AISI - 304 (18/8) Orrisa pattern W.C. pan
| 724 mm X 578 mm | each | 3800 | 3800
7806 | Salem Stainless steel AISI - 304 (18/8) Round basin 405mm X 355 mm | each | 1850 | 1850
7807 | Salem Stainless steel AISI - 304 (18/8) Wash basin 530mm X 345 mm | each | 1650 | 1650
7808 | Centrifugally cast (spun) iron S&S 100 mm inlet and 100 mm outlet | each | 435 | 435
7809 | Centrifugally cast (spun) iron S&S 100 mm inlet and 75 mm outlet | each | 468 | 468
7850 | Agaria White marble slab plain 18 mm thick | sqm | 1120 | 1120
7857 | P.T.M.T. Grating square slit 150 mm | each | 77 | 77
7858 | P.T.M.T. Urinal cock 15 mm dia | each | 120 | 120
7859 | P.T.M.T. Bib cock with nozzle 15 mm | each | 145 | 145
7861 | P.T.M.T. Stop cock (concealed) 15 mm | each | 158 | 158
7862 | 15 mm nominal bore and 30 cm length PVC connection pipe with
| P.T.M.T. Nuts | each | 32 | 32
7863 | 15 mm nominal bore and 45 cm length PVC connection pipe with
| P.T.M.T. Nuts | each | 40 | 40
7864 | P.T.M.T. extension nipple 15 mm | each | 32 | 32
7865 | P.T.M.T. extension nipple 20 mm | each | 38 | 38
7866 | P.T.M.T. extension nipple 25 mm | each | 57 | 57
7893 | Tactile tile | sqm | 868 | 868
7895 | Matt finished vitrified tile 100x100 x16 mm | sqm | 930 | 930
7896 | Vitrified tile | sqm | 510 | 510
7900 | Modular common burnt clay bricks of class designation 7.5 | 1000 Nos | 6000 | 6000
7901 | Machine moulded perforated common burnt clay FPS (non
| modular) bricks of class designation 12.5 | 1000 Nos | 6000 | 6000
7902 | Machine moulded common burnt clay modular perforated bricks
| of class designation 12.5 | 1000 Nos | 6000 | 6000
7903 | Machine moulded common burnt clay FPS (non modular) bricks
| of class designation 12.5 | 1000 Nos | 6000 | 6000
7904 | Machine moulded common burnt clay tile bricks of class
| designation 12.5 | 1000 Nos | 5000 | 5000
8001 | 24 mm thick Factory made shutters with style, rails and panels of
| PVC extruded sections in white, grey or wooden finish | sqm | 2150 | 2150
8002 | 30 mm thick Factory made shutters with style, rails and panels of
| PVC extruded sections in white, grey or wooden finish | sqm | 2250 | 2250
8003 | Factory made PVC rigid foam panelled shutter i/c carriage | sqm | 2150 | 2150
8004 | Factory made PVC rigid foam panelled shutter as per IS : 4020 i/
| c carriage | sqm | 2550 | 2550
8006 | Factory made PVC rigid foam sheet 1 mm thick | sqm | 185 | 185
8007 | Factory made PVC rigid foam sheet 5 mm thick | sqm | 632 | 632
8008 | Factory made prelaminated PVC rigid foam sheet 5 mm thick | sqm | 752 | 752
8010 | 48mmX40mmX1.5mm thick Factory made door frame of PVC
| extruded sections in white, grey or wooden finish | metre | 150 | 150
8011 | Factory made door frame PVC extruded sheet i/c carriage | metre | 350 | 350
8012 | Adhesive solvent cement | kg | 165 | 165
8014 | Factory made door frame of size 50x47 mm with wall thickness 5
| mm made of single piece extruded profile | metre | 490 | 490
8100 | Powder coated M.S. butt hinges 100 mm X58 mmX1.9 mm | 10 Nos | 85 | 85
8200 | A.P.P. modified polymeric felt (two layers) 1.5 mm thick | sqm | 60 | 60
8201 | A.P.P. modified polymeric felt (two layers) 2 mm thick | sqm | 99 | 99
8203 | A.P.P. modified 2 mm thick membrane reinforced with glass fibre matt | sqm | 167 | 167
8204 | A.P.P. modified 3 mm thick membrane reinforced with glass fibre matt | sqm | 207 | 207
8205 | A.P.P. modified 3 mm thick membrane reinforced with polyester matt | sqm | 245 | 245
8206 | Bitumen primer for bitumen membrane | litre | 82 | 82
8207 | Geotextile 120 grams per sqm membrane | sqm | 38 | 38
8210 | Stainless steel screws 50 mm | 100 Nos | 250 | 250
8211 | Stainless steel screws 40 mm | 100 Nos | 200 | 200
8212 | Stainless steel screws 30 mm | 100 Nos | 150 | 150
8214 | Stainless steel screws 20 mm | 100 Nos | 100 | 100
8215 | Stainless steel butt hinges 125x64x1.9 mm IS : 12817 marked | 10 Nos | 250 | 250
8216 | Stainless steel butt hinges 100x58x1.9 mm IS: 12817 marked | 10 Nos | 230 | 230
8217 | Stainless steel butt hinges 75x47x1.8 mm IS : 12817 marked | 10 Nos | 150 | 150
8218 | Stainless steel butt hinges 50x37x1.5 mm IS : 12817 marked | 10 Nos | 130 | 130
8219 | Stainless steel butt hinges (heavy weight) 125x64x2.5 mm IS :
| 12817 marked | 10 Nos | 330 | 330
8220 | Stainless steel butt hinges (heavyweight) 100x60x2.5 mm IS :
| 12817 marked | 10 Nos | 240 | 240
8221 | Stainless steel butt hinges (heavy weight) 75x50x2.5 mm IS :
| 12817 marked | 10 Nos | 195 | 195
8222 | M.S. heavy weight butt hinges 125x90x4.0 mm IS: 1341 marked. | 10 Nos | 330 | 330
8223 | M.S. heavy weight butt hinges 100x75x3.5 mm IS: 1341 marked | 10 Nos | 170 | 170
8224 | M.S. heavy weight butt hinges 75x60x3.1 mm IS: 1341 marked | 10 nos | 90 | 90
8225 | M.S. heavy weight butt hinges 50x40x2.5 mm IS : 1341 marked | 10 Nos | 75 | 75
8300 | 1216 mm PE-AL-PE Composite pressure pipe | metre | 95 | 95
8301 | 1620 mm PE-AL-PE Composite pressure pipe | metre | 125 | 125
8302 | 2025 mm PE-AL-PE Composite pressure pipe | metre | 160 | 160
8303 | 2532 mm PE-AL-PE Composite pressure pipe | metre | 205 | 205
8304 | 3240 mm PE-AL-PE Composite pressure pipe | metre | 340 | 340
8305 | 4050 mm PE-AL-PE Composite pressure pipe | metre | 375 | 375
8501 | Polymer modified cementation coating | kilogram | 135 | 135
8502 | Fibre glass cloth | sqm | 44 | 44
8504 | Multi surface paint | litre | 275 | 275
8505 | Acrylic exterior paint | litre | 200 | 200
8506 | Premium Acrylic exterior paint | litre | 280 | 280
8507 | Textured exterior paint | litre | 280 | 280
8508 | Primer for cement paint | litre | 85 | 85
8509 | Special Primer (C.W.) | litre | 85 | 85
8510 | Metal Primer (U.G.) | litre | 120 | 120
8589 | Calcium Silicate tegular edged celling tiles 595x595 mm and 15
| mm thick | sqm | 858 | 858
8590 | Galvanised Steel main Tee ceiling section Size 24x38x0.33 mm
| (3 metre long) | each | 192 | 192
8591 | Galvanised Steel perimeter wall Angle Size 24 x 24 x 0.40 mm
| (3.00 metre long) | each | 125 | 125
8592 | Galvanised Steel intermediate cross T section Size 24 x 25 x
| 0.33 mm (1.2 metre long) | each | 77 | 77
8593 | Galvanised Steel intermediate cross T section Size 24 x 25 x
| 0.33 mm ( 0.6 metre long) | each | 39 | 39
8594 | Galvanised Steel soffit cleat size 25x35x1.60 mm | each | 3 | 3
8595 | Wooden screws with plastic rawl plugs 35x8 mm | each | 0.6 | 0.6
8597 | GI Metal Tile Clip in Plain Beveled edge global white colour tiles of
| size 600x600 mm and 0.5 mm thick | sqm | 895 | 895
8598 | GI Metal Tile Clip in Perforated Beveled edge global white colour
| tiles of size 600x600 mm and 0.5 mm thick | sqm | 1000 | 1000
8599 | GI Metal Tile Lay-in Plain Tegular edge global white color tiles of
| Size 595x595 mm and 0.5 mm thick | sqm | 809 | 809
8600 | GI Metal Tile Lay-in Perforated Tegular edge global white color
| tiles of Size 595x595 mm and 0.5 mm thick | sqm | 906 | 906
8601 | PVC Laminated Gypsum Tiles (Square edge) of Size 595x595
| mm and 12.5 mm thick | sqm | 468 | 468
8602 | Gypsum Tiles Fully Perforated Square edge of Size 595x595 mm
| and 12.5 mm thick | sqm | 484 | 484
8604 | Spring T-section 24x34x0.45 mm (3.00 meter long) | metre | 180 | 180
8605 | C Wall angle section 20x30x20x0.50 mm (3.00 meter long) | metre | 155 | 155
8606 | Main C Carrier Size 10x38x10x0.70 mm (3.00 meter long) | metre | 164 | 164
8607 | Spring T-connector | each | 5 | 5
8608 | C Carrier Connector | each | 11 | 11
8609 | C Suspension Clip | each | 11 | 11
8610 | Wire Coupling Clip | each | 9 | 9
8611 | Main T ceiling sections 24x38x0.3 mm (3 metre long) | each | 187 | 187
8612 | Perimeter wall angle 24 x 24 x 0.3 mm (3 metre long) | each | 118 | 118
8613 | Intermediate cross T-Section 24x25x0.3 mm (1.2 m long) | each | 72 | 72
8614 | Intermediate cross T-Section 24x25x0.3 mm (0.6 m long) | each | 34 | 34
8615 | Hanger rod 4 mm thick | each | 8 | 8
8616 | Adjustment clip 85x30x0.8 mm | each | 6 | 6
8617 | Soffit cleat (Size 27x37x25x1.60 mm) | each | 3 | 3
8618 | Dash fastener 6 mm dia 50 mm long | each | 11 | 11
8620 | Vitrified floor tile 50x50 cm | sqm | 745 | 745
8621 | Vitrified floor tile 60x60 cm | sqm | 920 | 920
8622 | Vitrified floor tile 80x80 cm | sqm | 1175 | 1175
8623 | Vitrified floor tile 100x100 cm | sqm | 1780 | 1780
8625 | Poly propylene- Random - Co - Polymer (PPR) pipes SDR 7.4 -
| 16 mm Outer dia | metre | 37 | 37
8626 | Poly propylene - Random - Co - Polymer (PPR) pipes SDR 7.4 -
| 20 mm Outer dia | metre | 57 | 57
8627 | Poly propylene - Random - Co - polymer (PPR) pipes SDR 7.4 -
| 25 mm outer dia | metre | 88 | 88
8628 | Poly propylene - Random - Co - poymer (PPR) pipes SDR 7.4 -
| 32 mm Outer dia | metre | 142 | 142
8629 | Poly propylene - Random - Co - polymer (PPR) pipes SDR 7.4 -
| 40 mm Outer dia | metre | 213 | 213
8630 | Poly propylene - Random - Co - polymer (PPR) pipes SDR 7.4 -
| 50 mm Outer dia | metre | 333 | 333
8631 | Poly propylene - Random - Co - polymer (PPR) pipes SDR 7.4 -
| 63 mm Outer dia | metre | 513 | 513
8632 | Poly propylene - Random - Co - polymer (PPR) pipes SDR 7.4 -
| 75 mm Outer dia | metre | 700 | 700
8633 | Poly propylene - Random - Co - polymer (PPR) pipes SDR 7.4 -
| 90 mm Outer dia | metre | 1066 | 1066
8634 | Poly propylene - Random - Co - polymer (PPR) pipes SDR - 11 -
| 110 mm Outer dia | metre | 1200 | 1200
8635 | Poly propylene - Random - Co - polymer (PPR) pipes SDR - 11-
| 160 mm Outer dia | metre | 2500 | 2500
8636 | Chlorinated Polyvinyl - chloride (CPVC) pipe 15 mm outer dia | metre | 55 | 55
8637 | Chlorinated Polyvinyl - chloride (CPVC) pipe 20 mm outer dia | metre | 68 | 68
8638 | Chlorinated Polyvinyl - chloride (CPVC) pipe 25 mm outer dia | metre | 95 | 95
8639 | Chlorinated Polyvinyl - chloride (CPVC) pipe 32 mm outer dia | metre | 130 | 130
8640 | Chlorinated Polyvinyl - chloride (CPVC) pipe 40 mm outer dia | metre | 185 | 185
8641 | Chlorinated Polyvinyl - chloride (CPVC) pipe 50 mm outer dia | metre | 300 | 300
8642 | Chlorinated Polyvinyl - chloride (CPVC) pipe 62.5 mm inner dia | metre | 910 | 910
8643 | Chlorinated Polyvinyl - chloride (CPVC) pipe 75 mm inner dia | metre | 1300 | 1300
8644 | Chlorinated Polyvinyl - chloride (CPVC) pipe 100 mm inner dia | metre | 1800 | 1800
8645 | Chlorinated Polyvinyl - chloride (CPVC) pipe 150 mm inner dia | metre | 2150 | 2150
8646 | Silicon sealant | cartridge | 307 | 307
8647 | Stainless steel screws 30 mm x4 mm | 100 Nos | 29 | 29
8648 | Hermetically sealed double glazed unit made with 6 mm thick
| clear float glass both side having 12 mm air gap | sqm | 2290 | 2290
8649 | Stainless steel (SS 304 grade) adjustable friction window stay
| 205 x 19 mm | each | 206 | 206
8650 | Stainless steel (SS 304 grade) adjustable friction window stay
| 255 x 19 mm | each | 260 | 260
8651 | Stainless steel (SS 304 grade) adjustable friction window stay
| 355 x 19 mm | each | 330 | 330
8652 | Stainless steel (SS 304 grade) adjustable friction window stay
| 510 x 19 mm | each | 590 | 590
8653 | Stainless steel (SS 304 grade) adjustable friction window stay
| 710 x 19 mm | each | 1020 | 1020
8654 | Masking tape | metre | 2.5 | 2.5
8655 | Autoclaved aerated cement (AAC) blocks | cum | 4000 | 4000
8656 | Gypsum panel 666 X 500 X 100 mm size | sqm | 550 | 550
8657 | Bonding plaster for Gypsum panel | kg | 60 | 60
8659 | Water proof ply 12 mm thick | sqm | 700 | 700
8660 | Aluminium casement window fastener (Anodised AC 15 ) | each | 40 | 40
8661 | Aluminium casement window fastener (powder coated ) | each | 41 | 41
8662 | Aluminium casement window fastener (polyester powder coated) | each | 40 | 40
8663 | Aluminium round shape handle (anodised AC 15) | each | 49 | 49
8664 | Aluminium round shape handle (powder coated) | each | 54 | 54
8665 | Aluminium round shape handle (polyester powder coated) | each | 59 | 59
8666 | Stainless steel screws 25 mm x4 mm | 100 Nos | 32 | 32
8667 | UV stabilised 2 mm thick plain FRP sheet | sqm | 465 | 465
8668 | UV stabilised 2 mm thick corrugated FRP sheet | sqm | 538 | 538
8669 | Mangalore ridge tiles 20 mm thick | each | 29 | 29
8670 | Mangalore tiles 20 mm thick | each | 10.5 | 10.5
8671 | Precoated galvanised iron profile sheet 0.50 mm TCT | sqm | 435 | 435
8672 | Precoated galvanised steel plain ridges | metre | 440 | 440
8673 | Precoated galvanised steel flashings/aprons | metre | 440 | 440
8674 | Precoated galvanised steel gutter | metre | 455 | 455
8675 | Precoated galvanised steel north light curves | metre | 455 | 455
8676 | Precoated galvanised steel barge board | metre | 445 | 445
8677 | Precoated galvanised steel crimp curve | sqm | 475 | 475
8678 | 1 mm thick 35 mm wide bright finished stainless steel piano hinges | metre | 40 | 40
8682 | Epoxy Grout | kg | 510 | 510
8683 | Red sand stone gang saw cut 30 mm thick | sqm | 460 | 460
8684 | White sand stone gang saw cut 30 mm thick | sqm | 480 | 480
8685 | Delineator | each | 310 | 310
8686 | Precast C.C. Kerb stone M - 25 | cum | 4100 | 4100
8687 | Thermoplastic paint | kg | 78 | 78
8688 | Glass beads | kg | 62 | 62
8689 | Interlocking C.C. paver block ( 60 mm thick, M-30) | sqm | 325 | 325
8690 | High intensity retro - reflective sheet | sqm | 1525 | 1525
8691 | Punched tape concertina coil 600 mm dia 10 m openable length
| (Total length 90 m) | bundle | 750 | 750
8692 | RBT reinforced barbed wire | metre | 9 | 9
8693 | Turn buckle and strengthening bolt | each set | 40 | 40
8694 | Precast pavement slab 450 x 450 x 50 mm (M - 30) | each | 60 | 60
8695 | Chain link fabric fencing mesh of size 50x50 mm made of G.I.
| wire of dia 4 mm | sqm | 258 | 258
8696 | Chain link fabric fencing mesh of size 50x50 mm made of G.I.
| wire of dia 4 mm, PVC coated to outer dia 5 mm | sqm | 285 | 285
8697 | Chain link fabric fencing mesh of size 25x25 mm made of G.I.
| wire of dia 3 mm | sqm | 340 | 340
8698 | Stainless steel cramps(weight 260 grams) with nuts, bolts and
| washer for dry stone cladding | each | 90 | 90
8699 | 8 mm thick tapered edge calcium silicate board | sqm | 368 | 368
8700 | 10 mm thick calcium silicate board | sqm | 390 | 390
8701 | SS pipe 304 grades with press fit technology as per JIS 3448
| standard 48.60 mm outer dia | metre | 680 | 680
8702 | Coupling/Socket fittings for 15.88 mm outer dia SS pipe | each | 57 | 57
8703 | Telescopic drawer channels 300 mm long | set | 140 | 140
8704 | Stainless steel roller for sliding arrangement in racks/ cupboards/
| cabinets shutter | each | 8 | 8
8705 | 50 mmX42 mmX2 mm thick Factory made door frame of PVC
| extruded sections in white, grey or wooden finish | metre | 140 | 140
8706 | 25 mm thick factory made PVC flush door shutter i/c carriage | sqm | 2150 | 2150
8707 | Factory made glass reinforced plastic door frame 90x45 mm i/c
| carriage | metre | 380 | 380
8708 | 30 mm thick factory made glass fiber reinforced plastic panel
| door shutter i/c carriage | sqm | 1850 | 1850
8709 | 30 mm thick factory made solid PVC profile panelled door single
piece extruded profile decorative finish (wood grain printed on both
side) |  | sqm | 2650 | 2650
8710 | Factory made solid PVC door frame 60 x 30 mm i/c carriage | metre | 290 | 290
8711 | 28 mm factory made solid PVC panel door shutter i/c carriage | sqm | 2250 | 2250
8712 | 30 mm thick factory made solid PVC profile panelled door single
| piece extruded profile non decorative finish | sqm | 2108 | 2108
8713 | Fiber glass reinforced plastic chajja | sqm | 3600 | 3600
8714 | Magnetic catcher triple strip vertical type | each | 20 | 20
8715 | Magnetic catcher double strip horizontal type | each | 15 | 15
8716 | 100 mm mortice lock with 6 levers for aluminium door | each | 330 | 330
8717 | 12.5 mm thick Glass fibre reinforced Gypsum board | sqm | 170 | 170
8719 | 2nd class teak wood lipping / moulded beading or Taj beading of
| size 18X5 mm | metre | 30 | 30
8720 | Ceiling sections 0.55 mm thick having a knurled web of 51.55 mm
| and two flanges of 26 mm each with lips of 10.55 mm | metre | 40 | 40
8721 | Perimeter channel having one flange of 20 mm and another flange
| of 30 mm with thickness of 0.55 mm and web of length 27 mm | metre | 25 | 25
8722 | Nylon sleeves & wooden screws (40 mm) | each | 2 | 2
8723 | Counter sunk ribbed head screw 25 mm | 100 Nos | 75 | 75
8724 | 12 mm thick marine plywood conforming to IS: 710 | sqm | 850 | 850
8725 | 12 mm thick fire retardant plywood conforming to IS: 5509 | sqm | 880 | 880
8726 | 1.5 mm thick decorative laminated sheet | sqm | 490 | 490
8727 | 1.0 mm thick decorative laminated sheet | sqm | 380 | 380
8730 | 30 mm thick factory made glass fiber reinforced plastic flush door
| shutter i/c carriage | sqm | 2150 | 2150
8731 | High polymer modified quickset tile adhesive | per kg | 17 | 17
8732 | Synthetic ployster triangular fibre of length 12 mm, effective
| diameter 10-40 microns and specific gravity of 1.34 to 1.40 | kg | 365 | 365
8733 | Synthetic ployster triangular fibre of length 6 mm, effective diameter
| 10-40 microns and specific gravity of 1.34 to 1.40 | kg | 365 | 365
8734 | P.V.C. Single piece extruded door frame of profile size 50 mm x
| 47 mm with wall thickness of 5 mm | metre | 350 | 350
8735 | 35 mm thick factory made solid panel PVC door shutter of single
| piece extruded profile non decorative finished (Matt finished) | sqm | 2100 | 2100
8736 | 35 mm thick factory made solid panel PVC door shutter of single
| piece extruded profile decorative finished (wood grain finished) | sqm | 2600 | 2600
8737 | Stainless steel wire guage (Grade-304) aperture 1.4 mm and 0.50
| mm dia wire | sqm | 830 | 830
8738 | Factory made door frame fire rated ( 60 minutes) made with 16
SWG G.I. Sheet of section 143 mm x 57 mm duly filled with
| vermuculite based concrete mix | metre | 1000 | 1000
8739 | Fire rated door shuttere made with 16 SWG G.I. sheet( 60 minutes)
| without panel | sqm | 5250 | 5250
8740 | Fire seal Putty | kg | 700 | 700
8741 | Clear fire resistant glass panes 6mm thick (60 minutes) | sqm | 21000 | 21000
8742 | G.I. U beading of 16 SWG G.I. sheet (zinc coating >120gm/ m2)
with ceramic tape of suitable thickness and fire resistant primer
| coating | metre | 260 | 260
8743 | Matrix Mineral Board | metre | 65 | 65
8744 | Panic Bar / latch (Double point) | each | 5000 | 5000
8745 | 65 mm x 55 mm x 2 mm thick Factory made door frame of PVC
| extruded section in white,grey or wooden finish | metre | 330 | 330
8746 | 37 mm thick Factory made shutter with style,rails and panels of
| PVC extruded section in white or grey finish i/c carriage | sqm | 2350 | 2350
8747 | 75 mm x 53 mm x 2.0 mm thick Factory made door frame of PVC
| extruded section in white,grey or wooden finish | metre | 350 | 350
8748 | 37 mm thick Factory made fusion welded shutter with style,rails
| and panels of PVC extruded section in wooden finish | sqm | 2450 | 2450
8750 | Zinc alloy (white powder coated) casement handle for uPVC windows | each | 160 | 160
8751 | Zinc alloy (white powder coated) Touch Lock for uPVC windows | each | 110 | 110
8752 | Zinc alloy rollers for uPVC windows | each | 50 | 50
8753 | Zinc alloy rollers for uPVC door | each | 85 | 85
8754 | Zinc alloy (white powder coated) casement lock for uPVC windows | each | 100 | 100
8755 | Stainless steel friction hinge of size 200 mm x 19 x 1.9 mm for
| uPVC windows | each | 230 | 230
8756 | Stainless steel friction hinge of size 250 mm x 19 x 1.9 mm for
| uPVC windows | each | 290 | 290
8757 | Stainless steel friction hinge of size 300 mm x 19 x 1.9 mm for
| uPVC windows | each | 370 | 370
8758 | Stainless steel friction hinge of size 350 mm x 19 x 1.9 mm for
| uPVC windows | each | 420 | 420
8759 | Stainless steel friction hinge of size 400 mm x 19 x 1.9 mm for
| uPVC windows | each | 530 | 530
8760 | uPVC extruded profile casement window Frame (50 mm x 50 mm) | metre | 165 | 165
8761 | uPVC extruded profile casement window sash (Style and Rail)
| (62 mm x 34 mm) | metre | 150 | 150
8762 | uPVC extruded profile casement window mullion (intermediate
| section) (66 mm x 50 mm) | metre | 185 | 185
8763 | uPVC extruded profile casement window 'T' profile (one vertical
| length in between two shutters) (24 mm x 34.5 mm) | metre | 50 | 50
8764 | uPVC extruded profile casement window glazing bead (12 mm x
| 18 mm) | metre | 50 | 50
8765 | uPVC extruded profile casement window Frame ( 67 mm x 62 mm) | metre | 235 | 235
8766 | uPVC extruded profile casement Window Sash/Mullion ( 67 mm
| x 75 mm)(Style,rail and intermediate section) | metre | 265 | 265
8767 | uPVC extruded profile casement window glazing bead (35 mm x
| 18 mm) | metre | 85 | 85
8768 | uPVC extruded profile Two Track Sliding frame (67 mm x 52 mm) | metre | 245 | 245
8769 | uPVC extruded profile Sliding window Sash (60 mm x 44 mm) | metre | 230 | 230
8770 | uPVC extruded profile Sliding Interlock for Window (one vertical
| length in each shutter) (45.5 mm x 28 mm) | metre | 50 | 50
8771 | uPVC extruded profile Sliding Door Sash (80 mm x 44 mm) | metre | 290 | 290
8772 | Aluminium Track on bottom rail for uPVC window | metre | 25 | 25
8773 | Wool Pine for uPVC window | metre | 18 | 18
8774 | Aluminium Grill | kg | 250 | 250
8775 | Steel Galvanised tubular reinforcement for uPVC door/ window | metre | 50 | 50
8776 | Stainless steel dash fastener of 8 mm dia and 75 mm long bolt | each | 20 | 20
8778 | Toughened glass 12 mm thickness | sqm | 1900 | 1900
8779 | SS pipe 304 grades with press fit technology as per JIS 3448
| standard 15.88 mm outer dia | metre | 144 | 144
8780 | SS pipe 304 grades with press fit technology as per JIS 3448
| standard 22.22 mm outer dia | metre | 254 | 254
8781 | SS pipe 304 grades with press fit technology as per JIS 3448
| standard 28.58 mm outer dia | metre | 330 | 330
8782 | SS pipe 304 grades with press fit technology as per JIS 3448
| standard 34.00 mm outer dia | metre | 468 | 468
8783 | SS pipe 304 grades with press fit technology as per JIS 3448
| standard 42.70 mm outer dia | metre | 582 | 582
8784 | 8 mm thick Calcium silicate perforated tiles of size 595 x595 mm | sqm | 688 | 688
8786 | Coupling/Socket fittings for 22.22 mm outer dia SS pipe | each | 88 | 88
8787 | Coupling/Socket fittings for 28.58 mm outer dia SS pipe | each | 108 | 108
8788 | Coupling/Socket fittings for 34.00 mm outer dia SS pipe | each | 231 | 231
8789 | Coupling/Socket fittings for 42.70 mm outer dia SS pipe | each | 330 | 330
8790 | Coupling/Socket fittings for 48.60 mm outer dia SS pipe | each | 446 | 446
8791 | Reducer for 22.22 mm X 15.88 mm outer Dia SS pipe | each | 103 | 103
8792 | Reducer for 28.58 mm X 15.88 mm outer Dia SS pipe | each | 141 | 141
8793 | Reducer for 28.58 mm X 22.22 mm outer Dia SS pipe | each | 145 | 145
8795 | Reducer for 34.00 mm X 22.22 mm outer Dia SS pipe | each | 237 | 237
8796 | Reducer for 34.00 mm X 28.58 mm outer Dia SS pipe | each | 237 | 237
8797 | Reducer for 42.70 mm X 15.88 mm outer Dia SS pipe | each | 359 | 359
8798 | Reducer for 42.70 mm X 22.22 mm outer Dia SS pipe | each | 362 | 362
8799 | Reducer for 42.70 mm X 28.58 mm outer Dia SS pipe | each | 362 | 362
8800 | Reducer for 42.70 mm X 34.00 mm outer Dia SS pipe | each | 387 | 387
8801 | Reducer for 48.60 mm X 15.88 mm outer Dia SS pipe | each | 468 | 468
8802 | Reducer for 48.60 mm X 22.22 mm outer Dia SS pipe | each | 470 | 470
8803 | Reducer for 48.60 mm X 28.58 mm outer Dia SS pipe | each | 474 | 474
8804 | Reducer for 48.60 mm X 34.00 mm outer Dia SS pipe | each | 479 | 479
8805 | Reducer for48.60 mm X 42.70 mm outer Dia SS pipe | each | 522 | 522
8806 | Slip Coupling / Socket 15.88 mm outer dia SS pipe | each | 113 | 113
8807 | Slip Coupling / Socket 22.22 mm outer dia SS pipe | each | 184 | 184
8808 | Slip Coupling / Socket 28.58 mm outer dia SS pipe | each | 236 | 236
8809 | Slip Coupling / Socket 34.00 mm outer dia SS pipe | each | 349 | 349
8810 | Slip Coupling / Socket 42.70 mm outer dia SS pipe | each | 490 | 490
8811 | Slip Coupling / Socket 48.60 mm outer dia SS pipe | each | 609 | 609
8812 | Elbow 90o for 15.88 mm outer dia SS pipe | each | 86 | 86
8813 | Elbow 90o for 22.22 mm outer dia SS pipe | each | 153 | 153
8814 | Elbow 90o for 28.58 mm outer dia SS pipe | each | 211 | 211
8815 | Elbow 90o for 34.00 mm outer dia SS pipe | each | 429 | 429
8816 | Elbow 90o for 42.70 mm outer dia SS pipe | each | 657 | 657
8817 | Elbow 90o for 48.60 mm outer dia SS pipe | each | 808 | 808
8818 | Reducing Elbow 90o for 22.22 mm X 15.88 mm outer dia SS pipe | each | 148 | 148
8819 | Reducing Elbow 90o for 28.58 mm X 15.88 mm outer dia SS pipe | each | 216 | 216
8820 | Reducing Elbow 90o for 28.58 mm X 22.22 mm outer dia SS pipe | each | 221 | 221
8821 | Reducing Elbow 90o for 34.00 mm X 22.22 mm outer dia SS pipe | each | 321 | 321
8822 | Reducing Elbow 90o for 34.00 mm X 28.58 mm outer dia SS pipe | each | 396 | 396
8823 | Reducing Elbow 90o for 42.70 mm X 34.00 mm outer dia SS pipe | each | 698 | 698
8824 | Equal Tee for 15.88 mm outer dia SS pipe | each | 159 | 159
8825 | Equal Tee for 22.22 mm outer dia SS pipe | each | 231 | 231
8826 | Equal Tee for 28.58 mm outer dia SS pipe | each | 296 | 296
8827 | Equal Tee for 34.00 mm outer dia SS pipe | each | 617 | 617
8828 | Equal Tee for 42.70 mm outer dia SS pipe | each | 864 | 864
8829 | Equal Tee for 48.60 mm outer dia SS pipe | each | 1028 | 1028
8830 | Reducing Tee for 22.22 mm X 15.88 mm outer dia SS pipe | each | 225 | 225
8831 | Reducing Tee for 28.58 mm X 15.88 mm outer dia SS pipe | each | 280 | 280
8832 | Reducing Tee for 28.58 mm X 22.22 mm outer dia SS pipe | each | 291 | 291
8833 | Reducing Tee for 34.00 mm X 15.88 mm outer dia SS pipe | each | 548 | 548
8834 | Reducing Tee for 34.00 mm X 22.22 mm outer dia SS pipe | each | 558 | 558
8835 | Reducing Tee for 34.00 mm X 28.58 mm outer dia SS pipe | each | 564 | 564
8836 | Reducing Tee for 42.70 mm X 15.88 mm outer dia SS pipe | each | 819 | 819
8837 | Reducing Tee for 42.70 mm X 22.22 mm outer dia SS pipe | each | 821 | 821
8838 | Reducing Tee for 42.70 mm X 28.58 mm outer dia SS pipe | each | 822 | 822
8839 | Reducing Tee for 42.70 mm X 34.00 mm outer dia SS pipe | each | 830 | 830
8840 | Reducing Tee for 48.60 mm X 15.88 mm outer dia SS pipe | each | 894 | 894
8841 | Reducing Tee for 48.60 mm X 22.22 mm outer dia SS pipe | each | 913 | 913
8842 | Reducing Tee for 48.60 mm X 28.58 mm outer dia SS pipe | each | 920 | 920
8843 | Reducing Tee for 48.60mm X 34.00 mm outer dia SS pipe | each | 958 | 958
8844 | Reducing Tee for 48.60mm X 42.70mm outer dia SS pipe | each | 993 | 993
8845 | Male thread Tee for 15.88 mm outer dia X 15 mm nominal dia
| threaded | each | 286 | 286
8846 | Male thread Tee for 22.22 mm outer dia X 15 mm nominal dia
| threaded | each | 344 | 344
8847 | Male thread Tee for 22.22 mm outer dia X 20 mm nominal dia
| threaded | each | 368 | 368
8848 | Male thread Tee for 28.58 mm outer dia X 15 mm nominal dia
| threaded | each | 414 | 414
8849 | Male thread Tee for 28.58 mm outer dia X 20 mm nominal dia
| threaded | each | 432 | 432
8850 | Male thread Tee for 28.58 mm outer dia X 20 mm nominal dia
| threaded | each | 483 | 483
8851 | Male thread Tee for 34.00 mm outer dia X 15 mm nominal dia
| threaded | each | 602 | 602
8852 | Male thread Tee for 34.00 mm outer dia X 20 mm nominal dia
| threaded | each | 651 | 651
8853 | Male thread Tee for 34.00 mm outer dia X 25 mm nominal dia
| threaded | each | 777 | 777
8854 | Male thread Tee for 34.00 mm outer dia X 32 mm nominal dia
| threaded | each | 981 | 981
8855 | Male thread Tee for 42.70 mm outer dia X 15 mm nominal dia
| threaded | each | 919 | 919
8856 | Male thread Tee for 42.70 mm outer dia X 20 mm nominal dia
| threaded | each | 941 | 941
8857 | Male thread Tee for 42.70 mm outer dia X 25 mm nominal dia
| threaded | each | 1024 | 1024
8858 | Male thread Tee for 42.70 mm outer dia X 32 mm nominal dia
| threaded | each | 1137 | 1137
8859 | Male thread Tee for 42.70 mm outer dia X 40 mm nominal dia
| threaded | each | 1381 | 1381
8860 | Male thread Tee for 48.60 mm outer dia X 15 mm nominal dia
| threaded | each | 1000 | 1000
8861 | Male thread Tee for 48.60 mm outer dia X 20 mm nominal dia
| threaded | each | 1030 | 1030
8862 | Male thread Tee for 48.60 mm outer dia X 25 mm nominal dia
| threaded | each | 1074 | 1074
8863 | Male thread Tee for 48.60 mm outer dia X 32 mm nominal dia
| threaded | each | 1290 | 1290
8864 | Male thread Tee for 48.60 mm outer dia X 40 mm nominal dia
| threaded | each | 1431 | 1431
8865 | Male thread Tee for 48.60 mm outer dia X 50 mm nominal dia
| threaded | each | 1749 | 1749
8866 | Female thread Tee for 15.88 mm outer dia X 15 mm nominal dia
| threaded | each | 292 | 292
8867 | Female thread Tee for 22.22 mm outer dia X 15 mm nominal dia
| threaded | each | 344 | 344
8868 | Female thread Tee for 22.22 mm outer dia X 20 mm nominal dia
| threaded | each | 356 | 356
8869 | Female thread Tee for 28.58 mm outer dia X 15 mm nominal dia
| threaded | each | 445 | 445
8870 | Female thread Tee for 28.58 mm outer dia X 20 mm nominal dia
| threaded | each | 455 | 455
8871 | Female thread Tee for 28.58 mm outer dia X 25 mm nominal dia
| threaded | each | 498 | 498
8872 | Female thread Tee for 34.00 mm outer dia X 15 mm nominal dia
| threaded | each | 668 | 668
8873 | Female thread Tee for 34.00 mm outer dia X 20 mm nominal dia
| threaded | each | 679 | 679
8874 | Female thread Tee for 34.00 mm outer dia X 25 mm nominal dia
| threaded | each | 766 | 766
8875 | Female thread Tee for 34.00 mm outer dia X 32 mm nominal dia
| threaded | each | 910 | 910
8876 | Female thread Tee for 42.70 mm outer dia X 15 mm nominal dia
| threaded | each | 894 | 894
8877 | Female thread Tee for 42.70 mm outer dia X 20 mm nominal dia
| threaded | each | 910 | 910
8878 | Female thread Tee for 42.70 mm outer dia X 25 mm nominal dia
| threaded | each | 1022 | 1022
8879 | Female thread Tee for 42.70 mm outer dia X 32 mm nominal dia
| threaded | each | 1067 | 1067
8880 | Female thread Tee for 42.70 mm outer dia X 40 mm nominal dia
| threaded | each | 1162 | 1162
8881 | Female thread Tee for 48.60 mm outer dia X 15 mm nominal dia
| threaded | each | 1065 | 1065
8882 | Female thread Tee for 48.60 mm outer dia X 20 mm nominal dia
| threaded | each | 1076 | 1076
8883 | Female thread Tee for 48.60 mm outer dia X 25 mm nominal dia
| threaded | each | 1115 | 1115
8884 | Female thread Tee for 48.60 mm outer dia X 32 mm nominal dia
| threaded | each | 1184 | 1184
8885 | Female thread Tee for 48.60 mm outer dia X 40 mm nominal dia
| threaded | each | 1233 | 1233
8886 | Female thread Tee for 48.60 mm outer dia X 50 mm nominal dia
| threaded | each | 1366 | 1366
8887 | Female threaded Connector/Adapter for 15.88 mm outer dia X 15
| mm nominal threaded | each | 190 | 190
8888 | Female threaded Connector/Adapter for 22.22 mm outer dia X 15
| mm nominal threaded | each | 230 | 230
8889 | Female threaded Connector/Adapter for 22.22 mm outer dia X 20
| mm nominal threaded | each | 237 | 237
8890 | Female threaded Connector/Adapter for 28.58 mm outer dia X 15
| mm nominal threaded | each | 277 | 277
8891 | Female threaded Connector/Adapter for 28.58 mm outer dia X 20
| mm nominal threaded | each | 286 | 286
8892 | Female threaded Connector/Adapter for 28.58 mm outer dia X 25
| mm nominal threaded | each | 337 | 337
8893 | Female threaded Connector/Adapter for 34.00 mm outer dia X 25
| mm nominal threaded | each | 409 | 409
8894 | Female threaded Connector/Adapter for 34.00 mm outer dia X 32
| mm nominal threaded | each | 538 | 538
8895 | Female threaded Connector/Adapter for 42.70 mm outer dia X 32
| mm nominal threaded | each | 576 | 576
8896 | Female threaded Connector/Adapter for 42.70 mm outer dia X 40
| mm nominal threaded | each | 681 | 681
8897 | Female threaded Connector/Adapter for 48.60 mm outer dia X 40
| mm nominal threaded | each | 838 | 838
8898 | Female threaded Connector/Adapter for 48.60 mm outer dia X 50
| mm nominal threaded | each | 965 | 965
8899 | Male threaded Connector/Adapter for 15.88 mm outer dia X 15
| mm nominal threaded | each | 193 | 193
8900 | Male threaded Connector/Adapter for 22.22 mm outer dia X 15
| mm nominal threaded | each | 227 | 227
8901 | Male threaded Connector/Adapter for 22.22 mm outer dia X 20
| mm nominal threaded | each | 248 | 248
8902 | Male threaded Connector/Adapter for 28.58 mm outer dia X 20
| mm nominal threaded | each | 313 | 313
8903 | Male threaded Connector/Adapter for 28.58 mm outer dia X 25
| mm nominal threaded | each | 320 | 320
8904 | Male threaded Connector/Adapter for 34.00 mm outer dia X 25
| mm nominal threaded | each | 461 | 461
8905 | Male threaded Connector/Adapter for 34.00 mm outer dia X 32
| mm nominal threaded | each | 565 | 565
8906 | Male threaded Connector/Adapter for 42.70 mm outer dia X 32
| mm nominal threaded | each | 649 | 649
8907 | Male threaded Connector/Adapter for 42.70 mm outer dia X 40
| mm nominal threaded | each | 726 | 726
8908 | Male threaded Connector/Adapter for 48.60 mm outer dia X 40
| mm nominal threaded | each | 840 | 840
8909 | Male threaded Connector/Adapter for 48.60 mm outer dia X 50
| mm nominal threaded | each | 1138 | 1138
8910 | Valve Connector for 15.88 mm outer dia X 15 mm nominal dia
| threaded | each | 234 | 234
8911 | Valve Connector for 22.22 mm outer dia X 15 mm nominal dia
| threaded | each | 276 | 276
8912 | Valve Connector for 22.22 mm outer dia X 20 mm nominal dia
| threaded | each | 295 | 295
8913 | Valve Connector for 28.58 mm outer dia X 25 mm nominal dia
| threaded | each | 424 | 424
8914 | Valve Connector for 34.00 mm outer dia X 32 mm nominal dia
| threaded | each | 629 | 629
8915 | Valve Connector for 42.70 mm outer dia X 40 mm nominal dia
| threaded | each | 875 | 875
8916 | Valve Connector for 48.60 mm outer dia X 50 mm nominal dia
| threaded | each | 1176 | 1176
8917 | Female Threaded Elbow 90o for 15.88 mm outer dia X 15 mm
| nominal dia threaded | each | 205 | 205
8918 | Female Threaded Elbow 90o for 22.22 mm outer dia X 15 mm
| nominal dia threaded | each | 275 | 275
8919 | Female Threaded Elbow 90o for 22.22 mm outer dia X 20 mm
| nominal dia threaded | each | 284 | 284
8920 | Female Threaded Elbow 90o for 28.58 mm outer dia X 25 mm
| nominal dia threaded | each | 421 | 421
8921 | Female Threaded Elbow 90o for 34.00 mm outer dia X 32 mm
| nominal dia threaded | each | 733 | 733
8922 | Female Threaded Elbow 90o for 42.70 mm outer dia X 32 mm
| nominal dia threaded | each | 920 | 920
8923 | Female Threaded Elbow 90o for 42.70 mm outer dia X40 mm
| nominal dia threaded | each | 995 | 995
8924 | Female Threaded Elbow 90o for 48.60 mm outer dia X 40 mm
| nominal dia threaded | each | 1103 | 1103
8925 | Female Threaded Elbow 90o for 48.60 mm outer dia X 50 mm
| nominal dia threaded | each | 1286 | 1286
8926 | Male Threaded Elbow 90o for 15.88 mm outer dia X 15 mm nominal
| dia threaded | each | 216 | 216
8927 | Male Threaded Elbow 90o for 22.22 mm outer dia X 15 mm nominal
| dia threaded | each | 273 | 273
8928 | Male Threaded Elbow 90o for 22.22 mm outer dia X 20 mm nominal
| dia threaded | each | 288 | 288
8929 | Male Threaded Elbow 90o for 28.58 mm outer dia X 25 mm nominal
| dia threaded | each | 377 | 377
8930 | MaleThreaded Elbow 90o for 34.00 mm outer dia X 25 mm nominal
| dia threaded | each | 605 | 605
8931 | Male Threaded Elbow 90o for 34.00 mm outer dia X 32 mm nominal
| dia threaded | each | 736 | 736
8932 | Male Threaded Elbow 90o for 42.70 mm outer dia X 32 mm nominal
| dia threaded | each | 934 | 934
8933 | Male Threaded Elbow 90o for 42.70 mm outer dia X40 mm nominal
| dia threaded | each | 1060 | 1060
8934 | Male Threaded Elbow 90o for 48.60 mm outer dia X 40 mm nominal
| dia threaded | each | 1190 | 1190
8935 | Male Threaded Elbow 90o for 48.60 mm outer dia X 50 mm nominal
| dia threaded | each | 1449 | 1449
8936 | Cap for 15.88 mm outer dia pipe | each | 45 | 45
8937 | Cap for 22.22 mm outer dia pipe | each | 64 | 64
8938 | Cap for 28.58 mm outer dia pipe | each | 84 | 84
8939 | Cap for 34.00 mm outer dia pipe | each | 173 | 173
8940 | Cap for 42.70 mm outer dia pipe | each | 253 | 253
8941 | Cap for 48.60 mm outer dia pipe | each | 330 | 330
8942 | Pipe Bridge for 15.88 mm outer dia pipe | each | 214 | 214
8943 | Pipe Bridge for 15.88 mm outer dia pipe | each | 271 | 271
8944 | Pipe Bridge for 28.58 mm outer dia pipe | each | 407 | 407
8945 | 4 Point facade glass bracket | Nos | 3318 | 3318
8946 | 2 Point facade glass bracket | Nos | 1659 | 1659
8947 | 1 Point facade glass bracket | Nos | 1404 | 1404
8948 | Flate head bolt | Nos | 651 | 651
8949 | 400 fin plate at top | pair | 5931 | 5931
8953 | Micro Silica | kg | 32 | 32
8954 | Stop end tubes for diaphragmwall 600 mm dia. | sqm | 4.5 | 4.5
8955 | Driving end tubes for diaphragm wall 600 mm dia. | sqm | 72 | 72
9999 | Sundries | L.S. | 1.7 | 1.7
MATERIALS COMMONLY USED, BUT NOT INCLUDED IN THE DSR
1 | W.C Brick 19X9X9 | 1000 Nos | 9000 | 9000
2 | W.C Brick 22.9X11.2X7 | 1000 Nos | 10500 | 10500
3 | C. B Brick 19X9X9 | 1000 Nos | 7500 | 7500
4 | C. B Brick22.9X11.2X7 | 1000 Nos | 8000 | 8000
5 | M.P Roofing Tile 340 mm First class | 1000 Nos | 20000 | 20000
6 | M.P Hip and Ridge Tile | 1000 Nos | 39000 | 39000
7 | Laterite Stone 35X20X14 | 100 Nos | 4000 | 4000
8 | Shell Lime Slacked | m3 | 2500 | 2500
9 | Shell Lime Quick | m3 | 3000 | 3000
10 | vengai Wood | m3 | 65000 | 65000
11 | Angjily Wood | m3 | 75000 | 75000
12 | Irul Wood | m3 | 68000 | 68000
13 | Pincoda | m3 | 60000 | 60000
14 | Mango Wood | m3 | 25000 | 25000
15 | Jack Wood | m3 | 75000 | 75000
16 | Bambo Post | 8m | 300 | 300
17 | Glass Panel 3 mm thick | m2 | 300 | 300
18 | Solid Cement block 30X20X15 cm | Each | 33 | 33
19 | Solid Cement block 40X20X15 cm | Each | 35 | 35
20 | 20 mm PVC Pipe 10 Kgf/cm2 | M | 19 | 19
21 | 25 mm PVC Pipe 10 Kgf/cm2 | M | 22.95 | 22.95
22 | 32 mm PVC Pipe 10 Kgf/cm2 | M | 34.8 | 34.8
23 | 40 mm PVC Pipe 10Kgf/cm2 | M | 39 | 39
24 | 50 mm PVC Pipe 10 Kgf/cm2 | M | 57 | 57
25 | 63 mm PVC Pipe 10 Kgf/cm2 | M | 57 | 57
26 | 75 mm PVC Pipe 10 Kgf/cm2 | M | 95 | 95
27 | 90 mm PVC Pipe 10 kgf/cm2 | M | 120 | 120
28 | 110 mm PVC Pipe 10 Kgf/cm2 | M | 170 | 170
29 | 160 mm PVC Pipe 10Kgf/cm2 | M | 390 | 390
30 | 63 mm dia PVC Pipe 8 Kgf/cm2 | M | 105 | 105
31 | 63 mm dia PVC Pipe 6 Kgf/cm2 | M | 75 | 75
32 | 40 mm dia PVC Pipe and 8 Kgf/cm2 | M | 42 | 42
33 | 50 m dia PVC Pipe 6 Kgf/cm3 | M | 55 | 55
34 | 110 mm PVC 6 Kgf/cm2 | M | 280 | 280
35 | 110 mm PVC Bend | Each | 140 | 140
36 | 110 mm PVC Vent Cowl | Each | 90 | 90
37 | 110 mm PVC Door Tee | Each | 225 | 225
38 | 110 m PVC Door Elbow | Each | 195 | 195
39 | GM Weel valve 15 mm | Each | 450 | 450
40 | 200 mm Half cut PVC | M | 200 | 200
41 | 150 mm Half cut PVC | M | 150 | 150
42 | 110 mm Half cut PVC Pipe | M | 125 | 125
43 | Trap P or S | each | 245 | 245
44 | Angle cock 20 mm ( Medium ) | Each | 575 | 575
45 | Cast Iron Grills | Qlt | 8000 | 8000
46 | M- Sand | M3 | 2700 | 3240
47 | Hire charges for Hydraulic Excavator(0.20M3 Capacity) | hour | 1200 | 1320